## Rules
Rule_ID | Rule_Category | Rule_Name | Rule_Description | Rule_Reference | Schema_Version_Introduced
A1 | A | Text-Object definition | A Text-Object is a contiguous text run delivered by the source parser in exactly one text operation (PDF: Tj/TJ/'/"; Excel: one non-empty cell; Verschaltungsliste: one row). | §11.1 | v0.4
A2 | A | Graphic-Object definition | A Graphic-Object is a contiguous path delivered by the parser in exactly one path operation (f/F/f*/S/s/B/b/re followed by S or f). | §11.1 | v0.4
A3 | A | Text/Graphic disjointness | A Text-Object and a Graphic-Object are never the same Object, even with identical bounding boxes. | §11.1 | v0.4
A4 | A | Mandatory Object fields | Every Object carries mandatorily: unique Object_ID, Object_Type (Text¦Graphic¦Topology), content, and source-format-specific positional metadata per §A.7. | §11.1 | v0.4
A5 | A | Topology-Object candidate | A Graphic-Object is a candidate Topology-Object iff it is an open path with exactly two endpoints and its bounding-box diagonal exceeds a minimum length threshold (default 5 PDF pt); final classification is recorded in Object.Topology_Validation_Status after C3. | §11.1 | v0.4
C0 | C | Pre-existing structural clusters | When the source format already delivers structural grouping (Excel header blocks, XML sections, JSON objects, CSV header rows), that structure is taken verbatim as clusters with Cluster_Type=Pre_Existing_Structural; C1-C3 are not evaluated for such sources. | §11.2 | v0.5
C1 | C | Containment | Object A belongs to the cluster of a closed Graphic-Object G iff G is closed AND the centroid of A's bbox lies inside G's bbox. Evaluated before C2. Nested containment preserved via Parent_Cluster_ID. | §11.2 | v0.4
C2 | C | Proximity | Non-normative heuristic: objects without C1 assignment are grouped via nearest-neighbor distance; outliers beyond 2x mean nearest-neighbor distance form singleton clusters. Cluster_Method and Cluster_Parameter_Set must be recorded for reproducibility. | §11.2 | v0.4
C3 | C | Topology | Topology-Object candidates are matched at each endpoint to the nearest connection-point source object (Object_Role=Connection_Point) within a configurable distance threshold; outcome recorded as Topology_From/To_Object_ID and Topology_Validation_Status (Valid_Connection¦Unresolved). | §11.2 | v0.4
C4 | C | Cluster identification | Each cluster receives a unique Cluster_ID, encompassing BBox, Cluster_Type, nullable Parent_Cluster_ID, and Container_Object_ID (containment: enclosing Graphic-Object; pre-existing structural: header-defining object). | §11.2 | v0.4
C5 | C | Cluster page-locality | A Cluster contains only Objects from a single page/sheet (Object.Page_Number identical for all members). | §11.2 | v0.4
M1 | M | Primary RKZ match | A Top-Down Element T and a from-Cluster Element C match iff the underlying cluster contains a Text-Object whose content contains T's Primary_RKZ as substring after whitespace normalization. | §11.3 | v0.4
M2 | M | Secondary spatial match | If M1 yields no unique match: bounding-box overlap > 50% AND identical Element_Type. | §11.3 | v0.4
M3 | M | Match classification | Match_Status is one of Matched (unique pairing), Only_TopDown, or Only_Cluster; resolution mechanism recorded in Match_Result.Reviewed_By. | §11.3 | v0.4
M4 | M | Validation gate | Element_ID rows are produced only after every Match_Result row has Resolution_Status != Open. | §11.3 | v0.4
P0 | P | Document metadata population | Create Document_ID, populate Document_Data/Revision_Data/initial Document_RepresentedItem per the applicable S-rule; populate Document_Data_Source and Revision_Data_Source for every row produced (I12); seed the minimum backing Object rows. | §11.4 | v0.4
P1 | P | Object extraction | Parse the source completely; populate Object per A1-A5 (PDF) or per §A.7 source-format conventions (Excel Cell, Verschaltungsliste VL_Row). Every atomic source unit is captured; a stub/partial Object sheet is not spec-compliant. | §11.4 | v0.4
P2 | P | Top-Down Element capture | Identify the document's main elements by domain-knowledge-driven classification of source content against the norms in §16.1; mechanism recorded per row in Elements_TopDown.Source (may run in parallel with P1 after P0). | §11.4 | v0.4
P3 | P | Cluster formation | Apply the cluster regime per source format: C0 (structured sources) or C1/C2/C3/C4 (PDF); apply C5 in both regimes. | §11.4 | v0.4
P4 | P | Cluster -> Element derivation | Derive one candidate Element per cluster via RKZ-pattern matching and Element_Type inference; Derivation_Status explicitly set (Element_Derived¦No_Element_Derivable¦Ambiguous¦Failed). | §11.4 | v0.4
P5 | P | Matching | Apply M1, M2, M3; every Elements_TopDown and Elements_from_Cluster (Derivation_Status=Element_Derived) row appears in >=1 Match_Result row. | §11.4 | v0.4
P6 | P | Discrepancy resolution | Resolve every Only_TopDown/Only_Cluster Match_Result row to a terminal Resolution_Status; mechanism and resolving agent recorded per row. | §11.4 | v0.4
P7 | P | Consolidation | Create one Element_ID per validated match per M4; every Element_ID has a valid Source_Match_ID. | §11.4 | v0.4
P8 | P | Classification & attributes | Populate Element_Classification, Element_Data(+Source), RepresentedItem_Data(+Source), Element_RepresentedItem_Mapping, complete Document_RepresentedItem; populate Element_Classification_Source for every Element_Classification row (I12). | §11.4 | v0.4
P9 | P | Topology resolution & connections | Map Topology-Objects (PDF) or source connection rows (Excel/VL) to Connection_ID + Connection_Data(+Source). | §11.4 | v0.4
E1 | E | Composite symbols | Multi-path symbols are unified into one cluster via C1 containment; composition emerges from containment, no special-case rule. | §11.5 | v0.4
E2 | E | Shared labels | Labels positioned between multiple objects are assigned via C2 to the cluster with smallest summed nearest-neighbor distance; tiebreak by BBox enclosure of label centroid. | §11.5 | v0.4
E3 | E | Cluster without RKZ | A cluster with no RKZ text is not eligible for M1; M2 takes over. | §11.5 | v0.4
E4 | E | Topology with free endpoint | A Topology-Object endpoint without a nearby connection-point cluster is marked Object.Topology_Validation_Status=Unresolved; no Connection_ID row is created for the unresolved endpoint. | §11.5 | v0.4
E5 | E | Unspecifiable failure mode | When a field cannot be determined and has enum type, set it to the universal marker Unspecifiable (implicitly accepted by I14); the corresponding *_Source row carries Review_Status=Requires_Review. | §11.5 | v0.4
E6 | E | Empty sheets are valid | Sheets that do not apply to a given document remain empty (headers only); this is not an error condition. | §11.5 | v0.4
K1 | K | Scope separation by sheet, not by value | RepresentedItem_Type and Element_Type may carry identical string values but live in different sheets and denote different scopes; tools must not query across sheets without scope qualification. | §11.6 | v0.4
K2 | K | Cross-document identity is best-effort | The schema does not guarantee identity of RepresentedItem_ID or Primary_RKZ across documents; fuzzy matching/alias resolution is the downstream ontology layer's responsibility. | §11.6 | v0.4
K3 | K | Single Source of Truth (SPoT) | Each relationship has exactly one canonical location (Element<->RepresentedItem only in Element_RepresentedItem_Mapping; cluster membership only in Object_Cluster; attribute provenance only in *_Data_Source sheets; no polymorphism between Element_Data/RepresentedItem_Data). | §11.6 | v0.4
K4 | K | Enum disambiguation via Field_Name | Two Enum_Lookup entries may carry the same Allowed_Value for different Field_Name scopes; tools must always qualify lookups by Field_Name. | §11.6 | v0.4
I1 | I | Element_ID.Source_Match_ID FK | Every Element_ID.Source_Match_ID must reference an existing Match_Result.Match_ID. | §11.7 | v0.4
I2 | I | Matched population | Every Match_Result with Match_Status=Matched must have both Element_TopDown_ID and Element_from_Cluster_ID populated and resolvable. | §11.7 | v0.4
I3 | I | Only_TopDown population | Every Match_Result with Match_Status=Only_TopDown must have Element_TopDown_ID populated and Element_from_Cluster_ID null. | §11.7 | v0.4
I4 | I | Only_Cluster population | Every Match_Result with Match_Status=Only_Cluster must have Element_from_Cluster_ID populated and Element_TopDown_ID null. | §11.7 | v0.4
I5 | I | Object_Cluster FK | Every Object_Cluster.Cluster_ID must reference an existing Cluster.Cluster_ID; every Object_Cluster.Object_ID must reference an existing Object.Object_ID. | §11.7 | v0.4
I6 | I | Cluster tree validity | Cluster.Parent_Cluster_ID references must form a valid tree (no cycles, no orphans); specific case of I16. | §11.7 | v0.4
I7 | I | Topology endpoint FK | Object.Topology_From_Object_ID / Topology_To_Object_ID must reference existing Object rows with Object_Type in {Text, Graphic}. | §11.7 | v0.4
I8 | I | Connection endpoint CAEX validity | Connection_ID.From_Element_ID / To_Element_ID must reference existing Element_ID rows with CAEX_Type=ExternalInterface. | §11.7 | v0.4
I9 | I | Element_RepresentedItem_Mapping FK | Element_RepresentedItem_Mapping.Element_ID and RepresentedItem_ID must reference existing entries in their respective sheets. | §11.7 | v0.4
I10 | I | Element_Data FK | Element_Data.Element_ID must reference an existing Element_ID. | §11.7 | v0.4
I11 | I | RepresentedItem_Data FK | RepresentedItem_Data.RepresentedItem_ID must reference an existing Document_RepresentedItem.RepresentedItem_ID. | §11.7 | v0.4
I12 | I | Provenance FK + manual-evidence convention | All *_Source sheets are FK-linked to their parent rows; every Document_Data/Element_Data/RepresentedItem_Data/Connection_Data/Revision_Data/Element_Classification row has >=1 corresponding *_Source row. Non-extracted decisions reference a synthetic Object of Source_Operation=Manual_Entry with Extraction_Method declaring the origin. | §11.7 | v0.4
I13 | I | Attribute_Name registration | Attribute_Name values in Document_Data/Element_Data/RepresentedItem_Data/Connection_Data must exist in Attribute_Lookup with matching Scope and Type_Constraint. | §11.7 | v0.4
I14 | I | Enum validity | Every enum-typed value must exist in Enum_Lookup for its Field_Name, or equal Unspecifiable; Element_Type/RepresentedItem_Type extensions via Schema_Metadata.Allowed_*_Extensions are accepted additionally. | §11.7 | v0.4
I15 | I | Document_ID FK | Every mandatory-sheet Document_ID FK reference must point to an existing Document_ID entry. | §11.7 | v0.4
I16 | I | Hierarchical tree validity | All hierarchical Parent_*_ID columns must form valid trees per document: no cycles, no orphans, no self-references. Supersedes I6. | §11.7 | v0.4
I17 | I | Container_Object_ID validity per Cluster_Type | For Cluster_Type=Containment, Container_Object_ID must reference a closed Graphic Object; for Pre_Existing_Structural, any Object_Type is admissible; for Proximity, Container_Object_ID is null. | §11.7 | v0.4
I18 | I | Elements_from_Cluster.Source_Cluster_ID FK | Must reference an existing Cluster.Cluster_ID. | §11.7 | v0.4
I19 | I | Match_Result candidate FK | When populated, Match_Result.Element_TopDown_ID and Element_from_Cluster_ID must reference existing entries in their respective sheets. | §11.7 | v0.4
I20 | I | Resolution_Status/Match_Status consistency | Matched -> Resolved_AutoMatch (set by P5); Only_TopDown/Only_Cluster -> Open initially, then one of Resolved_KeepBoth/Resolved_TopDown_Valid/Resolved_Cluster_Valid after P6. | §11.7 | v0.4
I21 | I | Element_ID.Layer_ID FK | When populated, must reference an existing Layer_ID.Layer_ID. | §11.7 | v0.4
I22 | I | Single Primary mapping | For any Element_ID, at most one Element_RepresentedItem_Mapping row may have Relationship_Type=Primary. | §11.7 | v0.4
I23 | I | Bridge / Terminal_Strip consistency (Terminal_Diagram) | A connection with Connection_Type starting Bridge_ must have From/To Element_ID rows of Element_Type=Terminal sharing the same Parent_Element_ID (same Terminal_Strip). | §11.9 | v0.5
I24 | I | Wire-color / Polarity consistency | If Wire_Color=GNYE then Polarity=PE must hold; if Wire_Color=BU and resolved voltage level is 230V_AC/400V_AC then Polarity=N must hold. Voltage level resolved via a defined priority order; silent abstention if unavailable. | §11.9 | v0.5
I25 | I | Cable grouping consistency | Core mode: connections sharing a Cable_Number must carry identical Cable_Type/Shielding/Total_Wire_Count where populated. Asset mode: Cable_Data_ID values must reference existing Cable_Data rows; cable-level attributes must not diverge between Cable_Data and Connection_Data. | §11.9 | v0.5
I26 | I | Current_Path_Number consistency (Circuit_Diagram) | Current_Path_Number must be a positive integer or source-native path identifier; non-contiguous numbering across a Document_ID produces a warning (suppressible via a reserved-path marker Object or a Path_Numbering_Grid declaration), not a violation. | §11.9 | v0.5.1
I28 | I | IEC 60617 classification completeness (Circuit_Diagram) | Every Element_ID in a Circuit_Diagram must carry >=1 Element_Classification row with Classification_System in the IEC 60617 family, or Classification_Code=Unclassified with Source_Symbol_Reference populated. Connection-point Terminal sub-Elements are exempt when their parent already carries an IEC 60617 classification. | §11.9 | v0.5.1
I29 | I | Source_Format cardinality | Each workbook must contain exactly one Document_Data row with Attribute_Name=Source_Format, enum-valid for Field_Name=Source_Format. | §11.9 | v0.8
I30 | I | Polymorphic classification target validity | Every Element_Classification row must reference a valid target per Classified_Object_Type (Element/RepresentedItem/Connection/Document). | §11.9 | v0.8
I31 | I | Cable profile activation consistency | Schema_Metadata must contain exactly one Cable_Modeling_Profile row (Core¦Asset); Core forbids Cable_Data sheet and requires all Connection_ID.Cable_Data_ID null; Asset requires the Cable_Data sheet and valid FK. | §11.9 | v0.8
I32 | I | Optional extension sheet FK validity | When optional sheets are present, their FK columns must resolve locally within the same workbook; A.O2b requires A.O2 to be present. | §11.9 | v0.8
AG1 | AG | Coil<->Contact consistency (cross-workbook, project-level; formerly I27) | Within a project, every Coil Element_ID's Primary_RKZ prefix must have a corresponding Main_Contact/Auxiliary_Contact Element_ID with the same prefix somewhere in the project, and vice versa. Evaluated only at project-aggregation level, not Level-1 workbook conformance. | §11.10 | v0.7
S1 | S | Instrument_Loop_Diagram extraction (Stellenplan) | Document_ID from title-block Position + Function_Designation; Document_RepresentedItem.Primary_RKZ = <Position>.<Function> (IEC 62424/DIN 19227-2 letters); channel suffixes (.I/.O/.A+/.A-/.D) captured on Element_ID.Primary_RKZ and Element_Data.PCE_Channel_Suffix. | §4.1 | v0.4
S2 | S | Terminal_Diagram extraction (Klemmenplan) | Document_ID from <Plant-Aspect>.<Cabinet-or-Position-Aspect>; one Document_RepresentedItem per Terminal_Strip; Terminal Primary_RKZ pattern <Strip>:<Number>[/<Polarity>]; hyphen-prefix normalization for Terminal_Strip designations (S2.2). | §4.2 | v0.5
S3 | S | Circuit_Diagram extraction (Stromlaufplan) | Document_ID as S2; Document_Subtype (Primary¦Secondary) from title-block label; each spatial appearance of a switching device is one Element_ID (Coil/Main_Contact/Auxiliary_Contact); Current_Path_Number from sheet grid; cross-reference notation (Doc.Path-Row) parsed into four Element_Data attributes (S3.3). | §4.3 | v0.5.1

## Schema_Metadata
Index | Metadata_Key | Metadata_Value | Description
1 | Schema_Version | v0.8.3 | Current schema version, used as default for new Document_ID rows
2 | Lookup_Version | v0.8.0 | Current lookup catalog version
3 | Publication_Date | 2026-07-29 | Date of the schema specification
4 | Allowed_Element_Type_Extensions |  | Project-specific Element_Type extensions accepted by I14, comma-separated
5 | Allowed_RepresentedItem_Type_Extensions |  | Project-specific RepresentedItem_Type extensions accepted by I14, comma-separated
6 | Cable_Modeling_Profile | Core | Cable modeling profile: Core (Cable_Data absent, Connection_ID.Cable_Data_ID always null) or Asset
7 | Project_Lookup_Profile_ID |  | Optional reference to a project-side cross-workbook lookup profile

## Document_ID
Index | Document_ID | Document_Type | Document_Filename | Page_Count | Schema_Version | Lookup_Version | Created_Timestamp | Created_By | SemanticID
1 | D.1 | Instrument_Loop_Diagram | TU10F17.pdf | 1 | v0.8.3 | v0.8.0 | 2026-07-29T15:18:33 | build_instrument_loop.py (this session)

## Document_Data
Index | Document_Data_ID | Document_ID | Attribute_Name | Attribute_Value | Raw_Value | Normalized_Value | Unit | Quantity_Qualifier | Parsing_Status | SemanticID
1 | DD.1 | D.1 | Project_Name | Technikumsanlage
2 | DD.2 | D.1 | Project_Number | Pumpwerk
3 | DD.3 | D.1 | Source_Format | PDF_Drawing
4 | DD.4 | D.1 | Primary_RKZ | Technikumsanlage.Stellenplan.TU10.F17
5 | DD.5 | D.1 | Sheet_Number | TU10.F17
6 | DD.6 | D.1 | Bearbeiter | MARTINA
7 | DD.7 | D.1 | Designation_Convention | IEC_81346_Conformant

## Revision_Data
Index | Revision_ID | Document_ID | Revision_Index | Revision_Date | Revision_Author | Revision_Description | SemanticID
1 | R.1 | D.999 | 001 | 2009-04-01 | MARTINA

## Document_RepresentedItem
Index | RepresentedItem_ID | Document_ID | RepresentedItem_Type | Primary_RKZ | Parent_RepresentedItem_ID | Topic_Identification_Status | CAEX_RoleClass_Path | CAEX_SystemUnitClass_Path | SemanticID
1 | RI.1 | D.1 | PCE_Request | TU10.F17.FIC |  | Confirmed

## Object
Index | Object_ID | Document_ID | Page_Number | Object_Type | Source_Operation | BBox_X1 | BBox_Y1 | BBox_X2 | BBox_Y2 | Content_Text | Content_Font_Size | Geometry_Type | Geometry_Closed | Topology_From_Object_ID | Topology_To_Object_ID | Topology_Validation_Status | Object_Role | SemanticID
1 | O.1 | D.1 | 1 | Text | Tj | 16.6069 | 76.7203 | 23.2252 | 80.4 | 6
2 | O.2 | D.1 | 1 | Text | Tj | 16.6069 | 505.9603 | 23.2252 | 509.64 | 2
3 | O.3 | D.1 | 1 | Text | Tj | 16.6069 | 720.6403 | 23.2252 | 724.32 | 0
4 | O.4 | D.1 | 1 | Text | Tj | 16.6069 | 613.3599 | 23.2252 | 617.0397 | 1
5 | O.5 | D.1 | 1 | Text | Tj | 16.6069 | 398.6803 | 23.2252 | 402.36 | 3
6 | O.6 | D.1 | 1 | Text | Tj | 16.6069 | 184.0003 | 23.2252 | 187.6801 | 5
7 | O.7 | D.1 | 1 | Text | Tj | 538.9669 | 613.3603 | 545.5851 | 617.04 | 1
8 | O.8 | D.1 | 1 | Text | Tj | 16.6069 | 291.4003 | 23.2252 | 295.08 | 4
9 | O.9 | D.1 | 1 | Text | Tj | 538.9669 | 398.6803 | 545.5851 | 402.36 | 3
10 | O.10 | D.1 | 1 | Text | Tj | 538.9669 | 505.9603 | 545.5851 | 509.64 | 2
11 | O.11 | D.1 | 1 | Text | Tj | 538.9669 | 184.0003 | 545.5851 | 187.6801 | 5
12 | O.12 | D.1 | 1 | Text | Tj | 538.9669 | 720.6403 | 545.5851 | 724.3201 | 0
13 | O.13 | D.1 | 1 | Text | Tj | 538.9669 | 291.4003 | 545.5851 | 295.0801 | 4
14 | O.14 | D.1 | 1 | Text | Tj | 538.9669 | 76.7203 | 545.5851 | 80.4001 | 6
15 | O.15 | D.1 | 1 | Text | Tj | 281.4472 | 770.181 | 288.0655 | 774.9594 | C
16 | O.16 | D.1 | 1 | Text | Tj | 174.0472 | 770.4251 | 180.6655 | 774.8395 | B
17 | O.17 | D.1 | 1 | Text | Tj | 492.5273 | 770.4251 | 499.1455 | 774.8395 | E
18 | O.18 | D.1 | 1 | Text | Tj | 66.7672 | 26.1851 | 73.3855 | 30.5995 | A
19 | O.19 | D.1 | 1 | Text | Tj | 174.0472 | 26.1851 | 180.6655 | 30.5995 | B
20 | O.20 | D.1 | 1 | Text | Tj | 281.4472 | 26.061 | 288.0655 | 30.8394 | C
21 | O.21 | D.1 | 1 | Text | Tj | 388.7272 | 26.061 | 395.3455 | 30.8394 | D
22 | O.22 | D.1 | 1 | Text | Tj | 492.5272 | 26.1851 | 499.1454 | 30.5995 | E
23 | O.23 | D.1 | 1 | Text | Tj | 66.7672 | 770.4251 | 73.3854 | 774.8395 | A
24 | O.24 | D.1 | 1 | Text | Tj | 388.7272 | 770.181 | 395.3454 | 774.9594 | D
25 | O.25 | D.1 | 1 | Text | Tj | 517.952 | 67.7467 | 523.6581 | 94.7994 | .TU10.F17
26 | O.26 | D.1 | 1 | Text | Tj | 510.871 | 218.3726 | 516.5771 | 237.839 | Projekt:
27 | O.27 | D.1 | 1 | Text | Tj | 510.871 | 153.7859 | 516.5771 | 202.0787 | Technikumsanlage
28 | O.28 | D.1 | 1 | Text | Tj | 517.9511 | 174.9857 | 523.6572 | 202.0788 | Pumpwerk
29 | O.29 | D.1 | 1 | Text | Tj | 521.552 | 315.2127 | 527.2581 | 345.239 | Stellenplan,
30 | O.30 | D.1 | 1 | Text | Tj | 521.552 | 268.0263 | 527.2581 | 313.6789 | Detail-Darstellung
31 | O.31 | D.1 | 1 | Text | Tj | 510.8719 | 297.4527 | 516.578 | 345.239 | Blattbeschreibung:
32 | O.32 | D.1 | 1 | Text | Tj | 517.952 | 541.1737 | 523.6581 | 559.8 | Bearb.:
33 | O.33 | D.1 | 1 | Text | Tj | 525.152 | 543.8137 | 530.8582 | 559.8 | Gepr.:
34 | O.34 | D.1 | 1 | Text | Tj | 532.3521 | 544.0537 | 538.0582 | 559.8 | Norm:
35 | O.35 | D.1 | 1 | Text | Tj | 510.8719 | 540.8137 | 516.5781 | 559.8 | Erstellt:
36 | O.36 | D.1 | 1 | Text | Tj | 510.4074 | 754.8801 | 517.0256 | 768.72 | Rev.
37 | O.37 | D.1 | 1 | Text | Tj | 510.4074 | 733.2068 | 517.0256 | 752.7598 | Datum
38 | O.38 | D.1 | 1 | Text | Tj | 510.4074 | 706.3604 | 517.0256 | 724.2001 | Name
39 | O.39 | D.1 | 1 | Text | Tj | 510.4074 | 626.3201 | 517.0256 | 666.9598 | Beschreibung
40 | O.40 | D.1 | 1 | Text | Tj | 525.0321 | 84.9075 | 530.7382 | 94.5601 | 001
41 | O.41 | D.1 | 1 | Text | Tj | 510.8719 | 502.2674 | 516.578 | 531.2401 | 01.04.2009
42 | O.42 | D.1 | 1 | Text | Tj | 517.952 | 505.7141 | 523.6581 | 531.2401 | MARTINA
43 | O.43 | D.1 | 1 | Text | Tj | 532.352 | 529.3389 | 538.0581 | 531.239 | -
44 | O.44 | D.1 | 1 | Text | Tj | 517.952 | 211.6525 | 523.6581 | 237.839 | Projektnr.:
45 | O.45 | D.1 | 1 | Text | Tj | 531.8862 | 378.051 | 538.5045 | 423 | Prozesstechnik
46 | O.46 | D.1 | 1 | Text | Tj | 525.1512 | 219.4537 | 530.8573 | 237.84 | Kunde:
47 | O.47 | D.1 | 1 | Text | Tj | 532.3512 | 217.6536 | 538.0573 | 237.84 | Auftrag:
48 | O.48 | D.1 | 1 | Text | Tj | 517.9512 | 108.5735 | 523.6573 | 130.5599 | Position:
49 | O.49 | D.1 | 1 | Text | Tj | 510.8711 | 70.8671 | 516.5772 | 94.5599
50 | O.50 | D.1 | 1 | Text | Tj | 510.8711 | 110.7338 | 516.5772 | 130.3201 | Anlage:
51 | O.51 | D.1 | 1 | Text | Tj | 525.1512 | 102.3337 | 530.8573 | 130.3201 | Dokument:
52 | O.52 | D.1 | 1 | Text | Tj | 28.0141 | 651.8558 | 33.3804 | 720.9594
53 | O.53 | D.1 | 1 | Text | Tj | 321.2946 | 657.6763 | 326.6609 | 720.9594
54 | O.54 | D.1 | 1 | Text | Tj | 371.4536 | 704.6255 | 376.8199 | 720.9594
55 | O.55 | D.1 | 1 | Text | Tj | 55.8279 | 737.1534 | 97.5605 | 746.1689 | Steuerung
56 | O.56 | D.1 | 1 | Text | Tj | 220.3479 | 726.4733 | 262.0805 | 735.4888 | Steuerung
57 | O.57 | D.1 | 1 | Text | Tj | 282.5081 | 726.4733 | 300.1207 | 735.4888 | Feld
58 | O.58 | D.1 | 1 | Text | Tj | 331.0786 | 742.6733 | 351.7207 | 751.6888 | Feld-
59 | O.59 | D.1 | 1 | Text | Tj | 325.3182 | 731.6335 | 357.6004 | 740.649 | verteiler
60 | O.60 | D.1 | 1 | Text | Tj | 429.2679 | 747.8336 | 446.8805 | 756.849 | Feld
61 | O.61 | D.1 | 1 | Text | Tj | 234.3588 | 747.8336 | 298.321 | 756.849 | Rangierverteiler
62 | O.62 | D.1 | 1 | Text | Tj | 159.1189 | 742.6735 | 187.321 | 751.6889 | Signal-
63 | O.63 | D.1 | 1 | Text | Tj | 151.1082 | 731.6337 | 195.4808 | 740.6491 | anpassung
64 | O.64 | D.1 | 1 | Text | Tj | 385.6778 | 726.4734 | 425.88 | 735.4889 | Umformer
65 | O.65 | D.1 | 1 | Text | Tj | 462.958 | 726.4734 | 491.6402 | 735.4889 | Sensor
66 | O.66 | D.1 | 1 | Text | Tj | 406.7209 | 616.7809 | 413.0354 | 620.639 | F
67 | O.67 | D.1 | 1 | Text | Tj | 378.9074 | 626.8237 | 383.3253 | 631.8 | 31
68 | O.68 | D.1 | 1 | Text | Tj | 378.9074 | 612.5436 | 383.3253 | 617.52 | 32
69 | O.69 | D.1 | 1 | Text | Tj | 392.6993 | 645.3272 | 398.3698 | 652.2 | B1
70 | O.70 | D.1 | 1 | Text | Tj | 378.9074 | 505.1436 | 383.3253 | 510.12 | 41
71 | O.71 | D.1 | 1 | Text | Tj | 378.9074 | 490.8636 | 383.3253 | 495.8399 | 42
72 | O.72 | D.1 | 1 | Text | Tj | 392.6993 | 523.647 | 398.3698 | 542.1598 | .A+B01
73 | O.73 | D.1 | 1 | Text | Tj | 418.6767 | 479.8232 | 422.2543 | 488.879 | g/cm³
74 | O.74 | D.1 | 1 | Text | Tj | 329.8236 | 624.9064 | 334.8 | 629.3243 | 55
75 | O.75 | D.1 | 1 | Text | Tj | 342.2819 | 634.7681 | 348.5964 | 644.639 | -X2
76 | O.76 | D.1 | 1 | Text | Tj | 329.8236 | 610.6254 | 334.8 | 615.0433 | 56
77 | O.77 | D.1 | 1 | Text | Tj | 329.8236 | 503.3454 | 334.8 | 507.7633 | 57
78 | O.78 | D.1 | 1 | Text | Tj | 331.4819 | 516.6881 | 337.7964 | 526.559 | -X2
79 | O.79 | D.1 | 1 | Text | Tj | 329.8236 | 488.9454 | 334.8 | 493.3633 | 58
80 | O.80 | D.1 | 1 | Text | Tj | 45.9028 | 612.3159 | 50.947 | 639.359 | -A1-(0)-M05
81 | O.81 | D.1 | 1 | Text | Tj | 53.3469 | 622.4685 | 57.7648 | 629.639 | VW
82 | O.82 | D.1 | 1 | Text | Tj | 87.3071 | 622.8918 | 91.725 | 640.2 | Adresse:
83 | O.83 | D.1 | 1 | Text | Tj | 87.3071 | 611.7037 | 91.725 | 621.72 | EW8
84 | O.84 | D.1 | 1 | Text | Tj | 94.5071 | 600.5718 | 98.925 | 651.12
85 | O.85 | D.1 | 1 | Text | Tj | 69.427 | 639.4519 | 73.8449 | 648.0001 | Typ:
86 | O.86 | D.1 | 1 | Text | Tj | 69.427 | 603.7838 | 73.8449 | 638.2801 | 331-7TF01-0AB1
87 | O.87 | D.1 | 1 | Text | Tj | 62.227 | 625.0518 | 66.6449 | 631.92 | Art:
88 | O.88 | D.1 | 1 | Text | Tj | 62.227 | 619.6518 | 66.6449 | 623.88 | AI
89 | O.89 | D.1 | 1 | Text | Tj | 76.627 | 621.5717 | 81.0449 | 633.9598 | Kanal:
90 | O.90 | D.1 | 1 | Text | Tj | 76.627 | 617.9435 | 81.0449 | 620.3999 | 5
91 | O.91 | D.1 | 1 | Text | Tj | 106.9446 | 626.7936 | 111.4166 | 631.8 | 12
92 | O.92 | D.1 | 1 | Text | Tj | 106.9446 | 612.5136 | 111.4166 | 617.52 | 13
93 | O.93 | D.1 | 1 | Text | Tj | 96.1842 | 539.1064 | 98.6406 | 543.5243 | 9
94 | O.94 | D.1 | 1 | Text | Tj | 95.4419 | 552.6312 | 101.7564 | 606.239 | +10.O001.K002-L+
95 | O.95 | D.1 | 1 | Text | Tj | 45.9028 | 476.3569 | 50.947 | 503.4 | -A1-(0)-M01
96 | O.96 | D.1 | 1 | Text | Tj | 53.3469 | 486.5085 | 57.7648 | 493.679 | VW
97 | O.97 | D.1 | 1 | Text | Tj | 87.3071 | 486.4509 | 91.725 | 503.759 | Adresse:
98 | O.98 | D.1 | 1 | Text | Tj | 87.3071 | 476.1027 | 91.725 | 485.279 | E1.0
99 | O.99 | D.1 | 1 | Text | Tj | 94.5071 | 462.5389 | 98.925 | 517.439
100 | O.100 | D.1 | 1 | Text | Tj | 69.427 | 503.4908 | 73.8449 | 512.039 | Typ:
101 | O.101 | D.1 | 1 | Text | Tj | 69.427 | 467.8227 | 73.8449 | 502.319 | 321-1BL00-0AA0
102 | O.102 | D.1 | 1 | Text | Tj | 62.227 | 489.2108 | 66.6449 | 496.079 | Art:
103 | O.103 | D.1 | 1 | Text | Tj | 62.227 | 483.5708 | 66.6449 | 488.039 | DI
104 | O.104 | D.1 | 1 | Text | Tj | 76.627 | 485.6112 | 81.0449 | 497.9993 | Kanal:
105 | O.105 | D.1 | 1 | Text | Tj | 76.627 | 481.983 | 81.0449 | 484.4393 | 9
106 | O.106 | D.1 | 1 | Text | Tj | 106.9446 | 483.6326 | 111.4166 | 488.639 | 12
107 | O.107 | D.1 | 1 | Topology | S | 15.8406 | 24.839 | 545.28 | 24.839 |  |  | line | FALSE |  |  | Unresolved
108 | O.108 | D.1 | 1 | Topology | S | 23.0406 | 32.039 | 538.2 | 32.039 |  |  | line | FALSE |  |  | Unresolved
109 | O.109 | D.1 | 1 | Topology | S | 15.8406 | 24.839 | 15.8406 | 776.1594 |  |  | line | FALSE |  |  | Unresolved
110 | O.110 | D.1 | 1 | Topology | S | 15.8406 | 776.1594 | 545.28 | 776.1594 |  |  | line | FALSE |  |  | Unresolved
111 | O.111 | D.1 | 1 | Topology | S | 545.28 | 24.839 | 545.28 | 776.1594 |  |  | line | FALSE |  |  | Unresolved
112 | O.112 | D.1 | 1 | Topology | S | 538.2 | 32.039 | 538.2 | 768.9594 |  |  | line | FALSE |  |  | Unresolved
113 | O.113 | D.1 | 1 | Topology | S | 23.0406 | 768.9594 | 538.2 | 768.9594 |  |  | line | FALSE |  |  | Unresolved
114 | O.114 | D.1 | 1 | Topology | S | 23.0406 | 32.039 | 23.0406 | 768.9594 |  |  | line | FALSE |  |  | Unresolved
115 | O.115 | D.1 | 1 | Topology | S | 15.8406 | 239.52 | 23.0406 | 239.52 |  |  | line | FALSE |  |  | Unresolved
116 | O.116 | D.1 | 1 | Topology | S | 15.8406 | 668.879 | 23.0406 | 668.879 |  |  | line | FALSE |  |  | Unresolved
117 | O.117 | D.1 | 1 | Topology | S | 15.8406 | 132.239 | 23.0406 | 132.239 |  |  | line | FALSE |  |  | Unresolved
118 | O.118 | D.1 | 1 | Topology | S | 15.8406 | 561.479 | 23.0406 | 561.479 |  |  | line | FALSE |  |  | Unresolved
119 | O.119 | D.1 | 1 | Topology | S | 15.8406 | 454.2 | 23.0406 | 454.2 |  |  | line | FALSE |  |  | Unresolved
120 | O.120 | D.1 | 1 | Topology | S | 15.8406 | 346.8 | 23.0406 | 346.8 |  |  | line | FALSE |  |  | Unresolved
121 | O.121 | D.1 | 1 | Topology | S | 538.2 | 668.879 | 545.28 | 668.879 |  |  | line | FALSE |  |  | Unresolved
122 | O.122 | D.1 | 1 | Topology | S | 538.2 | 239.52 | 545.28 | 239.52 |  |  | line | FALSE |  |  | Unresolved
123 | O.123 | D.1 | 1 | Topology | S | 538.2 | 132.239 | 545.28 | 132.239 |  |  | line | FALSE |  |  | Unresolved
124 | O.124 | D.1 | 1 | Topology | S | 538.2 | 346.8 | 545.28 | 346.8 |  |  | line | FALSE |  |  | Unresolved
125 | O.125 | D.1 | 1 | Topology | S | 538.2 | 454.2 | 545.28 | 454.2 |  |  | line | FALSE |  |  | Unresolved
126 | O.126 | D.1 | 1 | Topology | S | 538.2 | 561.479 | 545.28 | 561.479 |  |  | line | FALSE | O.34 |  | Unresolved
127 | O.127 | D.1 | 1 | Topology | S | 123.121 | 768.9594 | 123.121 | 776.1594 |  |  | line | FALSE |  |  | Unresolved
128 | O.128 | D.1 | 1 | Topology | S | 230.521 | 768.9594 | 230.521 | 776.1594 |  |  | line | FALSE |  |  | Unresolved
129 | O.129 | D.1 | 1 | Topology | S | 337.8 | 768.9594 | 337.8 | 776.1594 |  |  | line | FALSE |  |  | Unresolved
130 | O.130 | D.1 | 1 | Topology | S | 445.2 | 768.9594 | 445.2 | 776.1594 |  |  | line | FALSE |  |  | Unresolved
131 | O.131 | D.1 | 1 | Topology | S | 123.121 | 24.839 | 123.121 | 32.039 |  |  | line | FALSE |  |  | Unresolved
132 | O.132 | D.1 | 1 | Topology | S | 230.521 | 24.839 | 230.521 | 32.039 |  |  | line | FALSE |  |  | Unresolved
133 | O.133 | D.1 | 1 | Topology | S | 337.8 | 24.839 | 337.8 | 32.039 |  |  | line | FALSE |  |  | Unresolved
134 | O.134 | D.1 | 1 | Topology | S | 445.2 | 24.839 | 445.2 | 32.039 |  |  | line | FALSE |  |  | Unresolved
135 | O.135 | D.1 | 1 | Topology | S | 523.921 | 32.039 | 523.921 | 110.759 |  |  | line | FALSE | O.51 |  | Unresolved
136 | O.136 | D.1 | 1 | Topology | S | 509.521 | 239.52 | 538.2 | 239.52 |  |  | line | FALSE |  |  | Unresolved
137 | O.137 | D.1 | 1 | Topology | S | 509.521 | 346.8 | 538.2 | 346.8 |  |  | line | FALSE |  |  | Unresolved
138 | O.138 | D.1 | 1 | Topology | S | 516.721 | 454.2 | 516.721 | 561.479 |  |  | line | FALSE | O.35 |  | Unresolved
139 | O.139 | D.1 | 1 | Topology | S | 523.921 | 454.2 | 523.921 | 561.479 |  |  | line | FALSE | O.33 |  | Unresolved
140 | O.140 | D.1 | 1 | Topology | S | 531 | 454.2 | 531 | 561.479 |  |  | line | FALSE | O.33 |  | Unresolved
141 | O.141 | D.1 | 1 | Topology | S | 509.521 | 768.9594 | 538.2 | 768.9594 |  |  | line | FALSE | O.36 |  | Unresolved
142 | O.142 | D.1 | 1 | Topology | S | 509.521 | 132.239 | 538.2 | 132.239 |  |  | line | FALSE |  |  | Unresolved
143 | O.143 | D.1 | 1 | Topology | S | 516.721 | 32.039 | 516.721 | 132.239 |  |  | line | FALSE |  |  | Unresolved
144 | O.144 | D.1 | 1 | Topology | S | 523.921 | 32.039 | 523.921 | 239.52 |  |  | line | FALSE | O.46 |  | Unresolved
145 | O.145 | D.1 | 1 | Topology | S | 531 | 32.039 | 531 | 132.239 |  |  | line | FALSE |  |  | Unresolved
146 | O.146 | D.1 | 1 | Topology | S | 509.521 | 239.52 | 538.2 | 239.52 |  |  | line | FALSE |  |  | Unresolved
147 | O.147 | D.1 | 1 | Topology | S | 538.2 | 32.039 | 538.2 | 768.9594 |  |  | line | FALSE |  |  | Unresolved
148 | O.148 | D.1 | 1 | Topology | S | 509.521 | 32.039 | 509.521 | 768.9594 |  |  | line | FALSE | O.36 |  | Unresolved
149 | O.149 | D.1 | 1 | Topology | S | 509.521 | 32.039 | 538.2 | 32.039 |  |  | line | FALSE |  |  | Unresolved
150 | O.150 | D.1 | 1 | Topology | S | 509.521 | 346.8 | 538.2 | 346.8 |  |  | line | FALSE |  |  | Unresolved
151 | O.151 | D.1 | 1 | Topology | S | 509.521 | 754.6793 | 538.2 | 754.6793 |  |  | line | FALSE | O.36 |  | Unresolved
152 | O.152 | D.1 | 1 | Topology | S | 516.721 | 454.2 | 516.721 | 768.9594 |  |  | line | FALSE | O.36 |  | Unresolved
153 | O.153 | D.1 | 1 | Topology | S | 523.921 | 454.2 | 523.921 | 768.9594 |  |  | line | FALSE |  |  | Unresolved
154 | O.154 | D.1 | 1 | Topology | S | 531 | 454.2 | 531 | 768.9594 |  |  | line | FALSE |  |  | Unresolved
155 | O.155 | D.1 | 1 | Topology | S | 509.521 | 726.1195 | 538.2 | 726.1195 |  |  | line | FALSE | O.38 | O.12 | Valid_Connection
156 | O.156 | D.1 | 1 | Topology | S | 509.521 | 668.879 | 538.2 | 668.879 |  |  | line | FALSE |  |  | Unresolved
157 | O.157 | D.1 | 1 | Topology | S | 509.521 | 561.479 | 538.2 | 561.479 |  |  | line | FALSE | O.35 | O.34 | Valid_Connection
158 | O.158 | D.1 | 1 | Topology | S | 509.521 | 532.92 | 538.2 | 532.92 |  |  | line | FALSE |  | O.43 | Unresolved
159 | O.159 | D.1 | 1 | Topology | S | 509.521 | 454.2 | 538.2 | 454.2 |  |  | line | FALSE |  |  | Unresolved
160 | O.160 | D.1 | 1 | Topology | S | 130.321 | 35.639 | 130.321 | 726.1195 |  |  | line | FALSE |  |  | Unresolved
161 | O.161 | D.1 | 1 | Graphic | S | 130.321 | 32.039 | 130.321 | 35.639 |  |  | line | FALSE
162 | O.162 | D.1 | 1 | Topology | S | 26.5207 | 726.1195 | 130.321 | 726.1195 |  |  | line | FALSE |  | O.3 | Unresolved
163 | O.163 | D.1 | 1 | Graphic | S | 23.0406 | 726.1195 | 26.5207 | 726.1195 |  |  | line | FALSE
164 | O.164 | D.1 | 1 | Topology | S | 26.5207 | 32.039 | 130.321 | 32.039 |  |  | line | FALSE |  |  | Unresolved
165 | O.165 | D.1 | 1 | Graphic | S | 23.0406 | 32.039 | 26.5207 | 32.039 |  |  | line | FALSE
166 | O.166 | D.1 | 1 | Topology | S | 23.0406 | 35.639 | 23.0406 | 726.1195 |  |  | line | FALSE | O.3 |  | Unresolved
167 | O.167 | D.1 | 1 | Graphic | S | 23.0406 | 32.039 | 23.0406 | 35.639 |  |  | line | FALSE
168 | O.168 | D.1 | 1 | Topology | S | 216.241 | 35.639 | 216.241 | 726.1195 |  |  | line | FALSE |  |  | Unresolved
169 | O.169 | D.1 | 1 | Graphic | S | 216.241 | 32.039 | 216.241 | 35.639 |  |  | line | FALSE
170 | O.170 | D.1 | 1 | Topology | S | 133.921 | 726.1195 | 216.241 | 726.1195 |  |  | line | FALSE |  |  | Unresolved
171 | O.171 | D.1 | 1 | Graphic | S | 130.321 | 726.1195 | 133.921 | 726.1195 |  |  | line | FALSE
172 | O.172 | D.1 | 1 | Topology | S | 133.921 | 32.039 | 216.241 | 32.039 |  |  | line | FALSE |  |  | Unresolved
173 | O.173 | D.1 | 1 | Graphic | S | 130.321 | 32.039 | 133.921 | 32.039 |  |  | line | FALSE
174 | O.174 | D.1 | 1 | Topology | S | 130.321 | 35.639 | 130.321 | 726.1195 |  |  | line | FALSE |  |  | Unresolved
175 | O.175 | D.1 | 1 | Graphic | S | 130.321 | 32.039 | 130.321 | 35.639 |  |  | line | FALSE
176 | O.176 | D.1 | 1 | Topology | S | 366.48 | 35.639 | 366.48 | 726.1195 |  |  | line | FALSE |  |  | Unresolved
177 | O.177 | D.1 | 1 | Graphic | S | 366.48 | 32.039 | 366.48 | 35.639 |  |  | line | FALSE
178 | O.178 | D.1 | 1 | Topology | S | 319.921 | 726.1195 | 366.48 | 726.1195 |  |  | line | FALSE |  |  | Unresolved
179 | O.179 | D.1 | 1 | Graphic | S | 316.321 | 726.1195 | 319.921 | 726.1195 |  |  | line | FALSE
180 | O.180 | D.1 | 1 | Topology | S | 319.921 | 32.039 | 366.48 | 32.039 |  |  | line | FALSE |  |  | Unresolved
181 | O.181 | D.1 | 1 | Graphic | S | 316.321 | 32.039 | 319.921 | 32.039 |  |  | line | FALSE
182 | O.182 | D.1 | 1 | Topology | S | 316.321 | 35.639 | 316.321 | 726.1195 |  |  | line | FALSE |  |  | Unresolved
183 | O.183 | D.1 | 1 | Graphic | S | 316.321 | 32.039 | 316.321 | 35.639 |  |  | line | FALSE
184 | O.184 | D.1 | 1 | Topology | S | 445.2 | 35.639 | 445.2 | 726.1195 |  |  | line | FALSE |  |  | Unresolved
185 | O.185 | D.1 | 1 | Graphic | S | 445.2 | 32.039 | 445.2 | 35.639 |  |  | line | FALSE
186 | O.186 | D.1 | 1 | Topology | S | 370.08 | 726.1195 | 445.2 | 726.1195 |  |  | line | FALSE |  |  | Unresolved
187 | O.187 | D.1 | 1 | Graphic | S | 366.48 | 726.1195 | 370.08 | 726.1195 |  |  | line | FALSE
188 | O.188 | D.1 | 1 | Topology | S | 370.08 | 32.039 | 445.2 | 32.039 |  |  | line | FALSE |  |  | Unresolved
189 | O.189 | D.1 | 1 | Graphic | S | 366.48 | 32.039 | 370.08 | 32.039 |  |  | line | FALSE
190 | O.190 | D.1 | 1 | Topology | S | 366.48 | 35.639 | 366.48 | 726.1195 |  |  | line | FALSE |  |  | Unresolved
191 | O.191 | D.1 | 1 | Graphic | S | 366.48 | 32.039 | 366.48 | 35.639 |  |  | line | FALSE
192 | O.192 | D.1 | 1 | Topology | S | 316.321 | 35.639 | 316.321 | 726.1195 |  |  | line | FALSE |  |  | Unresolved
193 | O.193 | D.1 | 1 | Graphic | S | 316.321 | 32.039 | 316.321 | 35.639 |  |  | line | FALSE
194 | O.194 | D.1 | 1 | Topology | S | 269.88 | 726.1195 | 316.321 | 726.1195 |  |  | line | FALSE |  |  | Unresolved
195 | O.195 | D.1 | 1 | Graphic | S | 266.28 | 726.1195 | 269.88 | 726.1195 |  |  | line | FALSE
196 | O.196 | D.1 | 1 | Topology | S | 269.88 | 32.039 | 316.321 | 32.039 |  |  | line | FALSE |  |  | Unresolved
197 | O.197 | D.1 | 1 | Graphic | S | 266.28 | 32.039 | 269.88 | 32.039 |  |  | line | FALSE
198 | O.198 | D.1 | 1 | Topology | S | 266.28 | 35.639 | 266.28 | 726.1195 |  |  | line | FALSE |  |  | Unresolved
199 | O.199 | D.1 | 1 | Graphic | S | 266.28 | 32.039 | 266.28 | 35.639 |  |  | line | FALSE
200 | O.200 | D.1 | 1 | Topology | S | 266.28 | 35.639 | 266.28 | 726.1195 |  |  | line | FALSE |  |  | Unresolved
201 | O.201 | D.1 | 1 | Graphic | S | 266.28 | 32.039 | 266.28 | 35.639 |  |  | line | FALSE
202 | O.202 | D.1 | 1 | Topology | S | 219.721 | 726.1195 | 266.28 | 726.1195 |  |  | line | FALSE |  |  | Unresolved
203 | O.203 | D.1 | 1 | Graphic | S | 216.241 | 726.1195 | 219.721 | 726.1195 |  |  | line | FALSE
204 | O.204 | D.1 | 1 | Topology | S | 219.721 | 32.039 | 266.28 | 32.039 |  |  | line | FALSE |  |  | Unresolved
205 | O.205 | D.1 | 1 | Graphic | S | 216.241 | 32.039 | 219.721 | 32.039 |  |  | line | FALSE
206 | O.206 | D.1 | 1 | Topology | S | 216.241 | 35.639 | 216.241 | 726.1195 |  |  | line | FALSE |  |  | Unresolved
207 | O.207 | D.1 | 1 | Graphic | S | 216.241 | 32.039 | 216.241 | 35.639 |  |  | line | FALSE
208 | O.208 | D.1 | 1 | Topology | S | 216.241 | -18.121 | 216.241 | 718.9195 |  |  | line | FALSE |  |  | Unresolved
209 | O.209 | D.1 | 1 | Topology | S | 23.0406 | 726.1195 | 509.521 | 726.1195 |  |  | line | FALSE | O.3 | O.38 | Valid_Connection
210 | O.210 | D.1 | 1 | Topology | S | 216.241 | 747.4793 | 316.321 | 747.4793 |  |  | line | FALSE |  |  | Unresolved
211 | O.211 | D.1 | 1 | Topology | S | 266.28 | -18.121 | 266.28 | 697.4395 |  |  | line | FALSE |  |  | Unresolved
212 | O.212 | D.1 | 1 | Topology | S | 316.321 | -18.121 | 316.321 | 718.9195 |  |  | line | FALSE |  |  | Unresolved
213 | O.213 | D.1 | 1 | Topology | S | 366.48 | -18.121 | 366.48 | 718.9195 |  |  | line | FALSE | O.54 |  | Unresolved
214 | O.214 | D.1 | 1 | Topology | S | 509.521 | 35.639 | 509.521 | 726.1195 |  |  | line | FALSE | O.38 |  | Unresolved
215 | O.215 | D.1 | 1 | Graphic | S | 509.521 | 32.039 | 509.521 | 35.639 |  |  | line | FALSE
216 | O.216 | D.1 | 1 | Topology | S | 448.68 | 726.1195 | 509.521 | 726.1195 |  |  | line | FALSE | O.38 |  | Unresolved
217 | O.217 | D.1 | 1 | Graphic | S | 445.2 | 726.1195 | 448.68 | 726.1195 |  |  | line | FALSE
218 | O.218 | D.1 | 1 | Topology | S | 448.68 | 32.039 | 509.521 | 32.039 |  |  | line | FALSE |  |  | Unresolved
219 | O.219 | D.1 | 1 | Graphic | S | 445.2 | 32.039 | 448.68 | 32.039 |  |  | line | FALSE
220 | O.220 | D.1 | 1 | Topology | S | 445.2 | 35.639 | 445.2 | 726.1195 |  |  | line | FALSE |  |  | Unresolved
221 | O.221 | D.1 | 1 | Graphic | S | 445.2 | 32.039 | 445.2 | 35.639 |  |  | line | FALSE
222 | O.222 | D.1 | 1 | Topology | S | 366.48 | 747.4793 | 509.521 | 747.4793 |  |  | line | FALSE |  | O.37 | Unresolved
223 | O.223 | D.1 | 1 | Topology | S | 445.2 | -18.121 | 445.2 | 697.4395 |  |  | line | FALSE |  |  | Unresolved
224 | O.224 | D.1 | 1 | Topology | S | 380.761 | 618.72 | 387.961 | 618.72 |  |  | line | FALSE | O.68 | O.68 | Valid_Connection
225 | O.225 | D.1 | 1 | Topology | S | 387.961 | 611.639 | 416.521 | 640.2 |  |  | line | FALSE |  | O.68 | Unresolved
226 | O.226 | D.1 | 1 | Topology | S | 380.761 | 633 | 387.961 | 633 |  |  | line | FALSE | O.67 | O.67 | Valid_Connection
227 | O.227 | D.1 | 1 | Topology | S | 387.961 | 611.639 | 387.961 | 640.2 |  |  | line | FALSE | O.69 | O.68 | Valid_Connection
228 | O.228 | D.1 | 1 | Topology | S | 416.521 | 611.639 | 416.521 | 640.2 |  |  | line | FALSE | O.66 |  | Unresolved
229 | O.229 | D.1 | 1 | Topology | S | 387.961 | 640.2 | 430.8 | 640.2 |  |  | line | FALSE |  | O.69 | Unresolved
230 | O.230 | D.1 | 1 | Topology | S | 387.961 | 611.639 | 430.8 | 611.639 |  |  | line | FALSE | O.68 |  | Unresolved
231 | O.231 | D.1 | 1 | Topology | S | 430.8 | 611.639 | 430.8 | 640.2 |  |  | line | FALSE |  |  | Unresolved
232 | O.232 | D.1 | 1 | Topology | S | 392.4 | 633.959 | 397.8 | 635.759 |  |  | line | FALSE |  |  | Unresolved
233 | O.233 | D.1 | 1 | Graphic | S | 392.4 | 630.359 | 392.4 | 633.959 |  |  | line | FALSE
234 | O.234 | D.1 | 1 | Graphic | S | 397.8 | 632.159 | 397.8 | 635.759 |  |  | line | FALSE
235 | O.235 | D.1 | 1 | Graphic | S | 394.68 | 631.679 | 394.68 | 635.759 |  |  | line | FALSE
236 | O.236 | D.1 | 1 | Topology | S | 380.761 | 497.159 | 387.961 | 497.159 |  |  | line | FALSE | O.71 | O.71 | Valid_Connection
237 | O.237 | D.1 | 1 | Topology | S | 387.961 | 489.959 | 416.521 | 518.52 |  |  | line | FALSE |  | O.71 | Unresolved
238 | O.238 | D.1 | 1 | Topology | S | 380.761 | 511.439 | 387.961 | 511.439 |  |  | line | FALSE | O.70 | O.70 | Valid_Connection
239 | O.239 | D.1 | 1 | Topology | S | 387.961 | 489.959 | 387.961 | 518.52 |  |  | line | FALSE |  | O.71 | Unresolved
240 | O.240 | D.1 | 1 | Topology | S | 416.521 | 489.959 | 416.521 | 518.52 |  |  | line | FALSE | O.73 |  | Unresolved
241 | O.241 | D.1 | 1 | Topology | S | 387.961 | 518.52 | 430.8 | 518.52 |  |  | line | FALSE |  |  | Unresolved
242 | O.242 | D.1 | 1 | Topology | S | 387.961 | 489.959 | 430.8 | 489.959 |  |  | line | FALSE | O.71 | O.73 | Valid_Connection
243 | O.243 | D.1 | 1 | Topology | S | 430.8 | 489.959 | 430.8 | 518.52 |  |  | line | FALSE | O.73 |  | Unresolved
244 | O.244 | D.1 | 1 | Topology | S | 392.4 | 512.279 | 397.8 | 514.079 |  |  | line | FALSE |  |  | Unresolved
245 | O.245 | D.1 | 1 | Graphic | S | 392.4 | 508.679 | 392.4 | 512.279 |  |  | line | FALSE
246 | O.246 | D.1 | 1 | Graphic | S | 397.8 | 510.479 | 397.8 | 514.079 |  |  | line | FALSE
247 | O.247 | D.1 | 1 | Graphic | S | 394.68 | 510.12 | 394.68 | 514.079 |  |  | line | FALSE
248 | O.248 | D.1 | 1 | Graphic | S | 418.321 | 493.559 | 421.921 | 495.359 |  |  | line | FALSE
249 | O.249 | D.1 | 1 | Graphic | S | 418.321 | 491.759 | 418.321 | 495.359 |  |  | line | FALSE
250 | O.250 | D.1 | 1 | Graphic | S | 418.321 | 491.759 | 421.921 | 493.559 |  |  | line | FALSE
251 | O.251 | D.1 | 1 | Graphic | S | 336 | 631.439 | 339.48 | 634.8 |  |  | path | TRUE |  |  |  | Connection_Point
252 | O.252 | D.1 | 1 | Topology | S | 330.721 | 633 | 336 | 633 |  |  | line | FALSE | O.251 | O.251 | Valid_Connection
253 | O.253 | D.1 | 1 | Topology | S | 339.6 | 633 | 345 | 633 |  |  | line | FALSE | O.251 | O.251 | Valid_Connection
254 | O.254 | D.1 | 1 | Graphic | S | 336 | 617.039 | 339.48 | 620.52 |  |  | path | TRUE |  |  |  | Connection_Point
255 | O.255 | D.1 | 1 | Topology | S | 330.721 | 618.72 | 336 | 618.72 |  |  | line | FALSE | O.254 | O.254 | Valid_Connection
256 | O.256 | D.1 | 1 | Topology | S | 339.6 | 618.72 | 345 | 618.72 |  |  | line | FALSE | O.254 | O.254 | Valid_Connection
257 | O.257 | D.1 | 1 | Graphic | S | 336 | 509.759 | 339.48 | 513.239 |  |  | path | TRUE |  |  |  | Connection_Point
258 | O.258 | D.1 | 1 | Topology | S | 330.721 | 511.439 | 336 | 511.439 |  |  | line | FALSE | O.257 | O.257 | Valid_Connection
259 | O.259 | D.1 | 1 | Topology | S | 339.6 | 511.439 | 345 | 511.439 |  |  | line | FALSE | O.257 | O.257 | Valid_Connection
260 | O.260 | D.1 | 1 | Graphic | S | 336 | 495.479 | 339.48 | 498.839 |  |  | path | TRUE |  |  |  | Connection_Point
261 | O.261 | D.1 | 1 | Topology | S | 330.721 | 497.159 | 336 | 497.159 |  |  | line | FALSE | O.260 | O.260 | Valid_Connection
262 | O.262 | D.1 | 1 | Topology | S | 339.6 | 497.159 | 345 | 497.159 |  |  | line | FALSE | O.260 | O.260 | Valid_Connection
263 | O.263 | D.1 | 1 | Topology | S | 44.5207 | 604.439 | 44.5207 | 647.4 |  |  | line | FALSE |  |  | Unresolved
264 | O.264 | D.1 | 1 | Topology | S | 58.8004 | 604.439 | 58.8004 | 647.4 |  |  | line | FALSE |  |  | Unresolved
265 | O.265 | D.1 | 1 | Topology | S | 101.761 | 604.439 | 101.761 | 647.4 |  |  | line | FALSE |  |  | Unresolved
266 | O.266 | D.1 | 1 | Topology | S | 44.5207 | 647.4 | 101.761 | 647.4 |  |  | line | FALSE |  |  | Unresolved
267 | O.267 | D.1 | 1 | Topology | S | 44.5207 | 604.439 | 101.761 | 604.439 |  |  | line | FALSE |  |  | Unresolved
268 | O.268 | D.1 | 1 | Topology | S | 83.7605 | 604.439 | 83.7605 | 647.4 |  |  | line | FALSE |  |  | Unresolved
269 | O.269 | D.1 | 1 | Topology | S | 101.761 | 633 | 108.841 | 633 |  |  | line | FALSE | O.91 | O.91 | Valid_Connection
270 | O.270 | D.1 | 1 | Topology | S | 101.761 | 618.72 | 108.841 | 618.72 |  |  | line | FALSE | O.92 | O.92 | Valid_Connection
271 | O.271 | D.1 | 1 | Topology | S | 337.8 | 633 | 380.761 | 633 |  |  | line | FALSE | O.67 | O.251 | Valid_Connection
272 | O.272 | D.1 | 1 | Graphic | S | 337.8 | 633 | 337.8 | 634.8 |  |  | line | FALSE
273 | O.273 | D.1 | 1 | Topology | S | 345 | 618.72 | 380.761 | 618.72 |  |  | line | FALSE | O.68 | O.254 | Valid_Connection
274 | O.274 | D.1 | 1 | Topology | S | 108.841 | 633 | 330.721 | 633 |  |  | line | FALSE | O.251 | O.91 | Valid_Connection
275 | O.275 | D.1 | 1 | Topology | S | 108.841 | 618.72 | 330.721 | 618.72 |  |  | line | FALSE | O.254 | O.92 | Valid_Connection
276 | O.276 | D.1 | 1 | Topology | S | 345 | 511.439 | 380.761 | 511.439 |  |  | line | FALSE | O.70 | O.257 | Valid_Connection
277 | O.277 | D.1 | 1 | Topology | S | 345 | 497.159 | 380.761 | 497.159 |  |  | line | FALSE | O.71 | O.260 | Valid_Connection
278 | O.278 | D.1 | 1 | Graphic | S | 99.9605 | 545.52 | 103.321 | 549 |  |  | path | TRUE |  |  |  | Connection_Point
279 | O.279 | D.1 | 1 | Topology | S | 94.5605 | 547.2 | 99.9605 | 547.2 |  |  | line | FALSE | O.278 | O.278 | Valid_Connection
280 | O.280 | D.1 | 1 | Topology | S | 103.441 | 547.2 | 108.841 | 547.2 |  |  | line | FALSE | O.278 | O.278 | Valid_Connection
281 | O.281 | D.1 | 1 | Topology | S | 323.521 | 511.439 | 330.721 | 511.439 |  |  | line | FALSE | O.257 | O.77 | Valid_Connection
282 | O.282 | D.1 | 1 | Topology | S | 323.521 | 511.439 | 323.521 | 547.2 |  |  | line | FALSE | O.77 |  | Unresolved
283 | O.283 | D.1 | 1 | Topology | S | 108.841 | 547.2 | 323.521 | 547.2 |  |  | line | FALSE |  | O.278 | Unresolved
284 | O.284 | D.1 | 1 | Topology | S | 323.521 | 497.159 | 330.721 | 497.159 |  |  | line | FALSE | O.260 | O.79 | Valid_Connection
285 | O.285 | D.1 | 1 | Topology | S | 323.521 | 489.959 | 323.521 | 497.159 |  |  | line | FALSE | O.79 | O.79 | Valid_Connection
286 | O.286 | D.1 | 1 | Topology | S | 108.841 | 489.959 | 323.521 | 489.959 |  |  | line | FALSE | O.79 | O.106 | Valid_Connection
287 | O.287 | D.1 | 1 | Topology | S | 44.5207 | 468.479 | 44.5207 | 511.439 |  |  | line | FALSE |  |  | Unresolved
288 | O.288 | D.1 | 1 | Topology | S | 58.8004 | 468.479 | 58.8004 | 511.439 |  |  | line | FALSE |  |  | Unresolved
289 | O.289 | D.1 | 1 | Topology | S | 101.761 | 468.479 | 101.761 | 511.439 |  |  | line | FALSE |  |  | Unresolved
290 | O.290 | D.1 | 1 | Topology | S | 44.5207 | 511.439 | 101.761 | 511.439 |  |  | line | FALSE |  |  | Unresolved
291 | O.291 | D.1 | 1 | Topology | S | 44.5207 | 468.479 | 101.761 | 468.479 |  |  | line | FALSE |  |  | Unresolved
292 | O.292 | D.1 | 1 | Topology | S | 83.7605 | 468.479 | 83.7605 | 511.439 |  |  | line | FALSE |  |  | Unresolved
293 | O.293 | D.1 | 1 | Topology | S | 101.761 | 489.959 | 108.841 | 489.959 |  |  | line | FALSE | O.99 | O.106 | Valid_Connection
294 | O.294 | D.1 | 0 | Text | Manual_Entry |  |  |  |  | PDF vector-drawing source (S1 path).
295 | O.295 | D.1 | 0 | Text | Manual_Entry |  |  |  |  | Designations '=0.H1.T1', '-A1-(0)-M05' etc. follow IEC 81346-1 aspect notation.
296 | O.296 | D.1 | 0 | Text | Manual_Entry |  |  |  |  | Manual classification: IEC 81346-2=X
297 | O.297 | D.1 | 0 | Text | Manual_Entry |  |  |  |  | Terminal -X2:57 is drawn as a floating connection point (no box/device above it in this sheet) annotated with the cross-reference text '+10.O001.K002-L+'. The Cross_Reference_* attribute family is formally scoped to Document_Type=Circuit_Diagram in the base spec (§4.3.3); it is reused here as a project-local extension (see open-questions list) because the source clearly uses the identical convention -- an annotated floating wire end pointing to a continuation elsewhere in the plant -- for an Instrument_Loop_Diagram.

## Cluster
Index | Cluster_ID | Document_ID | Parent_Cluster_ID | Container_Object_ID | Cluster_Type | Cluster_BBox_X1 | Cluster_BBox_Y1 | Cluster_BBox_X2 | Cluster_BBox_Y2 | Cluster_Method | Cluster_Parameter_Set | SemanticID
1 | CL.1 | D.1 |  |  | Proximity | 16.6069 | 76.7203 | 23.2252 | 80.4 | NearestNeighbor_Threshold | {"threshold_pt": 20.0, "linkage": "single"}
2 | CL.2 | D.1 |  |  | Proximity | 16.6069 | 505.9603 | 23.2252 | 509.64 | NearestNeighbor_Threshold | {"threshold_pt": 20.0, "linkage": "single"}
3 | CL.3 | D.1 |  |  | Proximity | 16.6069 | 720.6403 | 23.2252 | 724.32 | NearestNeighbor_Threshold | {"threshold_pt": 20.0, "linkage": "single"}
4 | CL.4 | D.1 |  |  | Proximity | 16.6069 | 613.3599 | 23.2252 | 617.0397 | NearestNeighbor_Threshold | {"threshold_pt": 20.0, "linkage": "single"}
5 | CL.5 | D.1 |  |  | Proximity | 16.6069 | 398.6803 | 23.2252 | 402.36 | NearestNeighbor_Threshold | {"threshold_pt": 20.0, "linkage": "single"}
6 | CL.6 | D.1 |  |  | Proximity | 16.6069 | 184.0003 | 23.2252 | 187.6801 | NearestNeighbor_Threshold | {"threshold_pt": 20.0, "linkage": "single"}
7 | CL.7 | D.1 |  |  | Proximity | 538.9669 | 613.3603 | 545.5851 | 617.04 | NearestNeighbor_Threshold | {"threshold_pt": 20.0, "linkage": "single"}
8 | CL.8 | D.1 |  |  | Proximity | 16.6069 | 291.4003 | 23.2252 | 295.08 | NearestNeighbor_Threshold | {"threshold_pt": 20.0, "linkage": "single"}
9 | CL.9 | D.1 |  |  | Proximity | 531.8862 | 378.051 | 545.5851 | 423 | NearestNeighbor_Threshold | {"threshold_pt": 20.0, "linkage": "single"}
10 | CL.10 | D.1 |  |  | Proximity | 538.9669 | 505.9603 | 545.5851 | 509.64 | NearestNeighbor_Threshold | {"threshold_pt": 20.0, "linkage": "single"}
11 | CL.11 | D.1 |  |  | Proximity | 538.9669 | 184.0003 | 545.5851 | 187.6801 | NearestNeighbor_Threshold | {"threshold_pt": 20.0, "linkage": "single"}
12 | CL.12 | D.1 |  |  | Proximity | 538.9669 | 720.6403 | 545.5851 | 724.3201 | NearestNeighbor_Threshold | {"threshold_pt": 20.0, "linkage": "single"}
13 | CL.13 | D.1 |  |  | Proximity | 521.552 | 268.0263 | 545.5851 | 313.6789 | NearestNeighbor_Threshold | {"threshold_pt": 20.0, "linkage": "single"}
14 | CL.14 | D.1 |  |  | Proximity | 510.8711 | 67.7467 | 545.5851 | 94.7994 | NearestNeighbor_Threshold | {"threshold_pt": 20.0, "linkage": "single"}
15 | CL.15 | D.1 |  |  | Proximity | 281.4472 | 770.181 | 288.0655 | 774.9594 | NearestNeighbor_Threshold | {"threshold_pt": 20.0, "linkage": "single"}
16 | CL.16 | D.1 |  |  | Proximity | 174.0472 | 770.4251 | 180.6655 | 774.8395 | NearestNeighbor_Threshold | {"threshold_pt": 20.0, "linkage": "single"}
17 | CL.17 | D.1 |  |  | Proximity | 492.5273 | 770.4251 | 499.1455 | 774.8395 | NearestNeighbor_Threshold | {"threshold_pt": 20.0, "linkage": "single"}
18 | CL.18 | D.1 |  |  | Proximity | 66.7672 | 26.1851 | 73.3855 | 30.5995 | NearestNeighbor_Threshold | {"threshold_pt": 20.0, "linkage": "single"}
19 | CL.19 | D.1 |  |  | Proximity | 174.0472 | 26.1851 | 180.6655 | 30.5995 | NearestNeighbor_Threshold | {"threshold_pt": 20.0, "linkage": "single"}
20 | CL.20 | D.1 |  |  | Proximity | 281.4472 | 26.061 | 288.0655 | 30.8394 | NearestNeighbor_Threshold | {"threshold_pt": 20.0, "linkage": "single"}
21 | CL.21 | D.1 |  |  | Proximity | 388.7272 | 26.061 | 395.3455 | 30.8394 | NearestNeighbor_Threshold | {"threshold_pt": 20.0, "linkage": "single"}
22 | CL.22 | D.1 |  |  | Proximity | 492.5272 | 26.1851 | 499.1454 | 30.5995 | NearestNeighbor_Threshold | {"threshold_pt": 20.0, "linkage": "single"}
23 | CL.23 | D.1 |  |  | Proximity | 66.7672 | 770.4251 | 73.3854 | 774.8395 | NearestNeighbor_Threshold | {"threshold_pt": 20.0, "linkage": "single"}
24 | CL.24 | D.1 |  |  | Proximity | 388.7272 | 770.181 | 395.3454 | 774.9594 | NearestNeighbor_Threshold | {"threshold_pt": 20.0, "linkage": "single"}
25 | CL.25 | D.1 |  |  | Proximity | 510.871 | 211.6525 | 538.0573 | 237.84 | NearestNeighbor_Threshold | {"threshold_pt": 20.0, "linkage": "single"}
26 | CL.26 | D.1 |  |  | Proximity | 510.871 | 153.7859 | 523.6572 | 202.0788 | NearestNeighbor_Threshold | {"threshold_pt": 20.0, "linkage": "single"}
27 | CL.27 | D.1 |  |  | Proximity | 510.8719 | 297.4527 | 527.2581 | 345.239 | NearestNeighbor_Threshold | {"threshold_pt": 20.0, "linkage": "single"}
28 | CL.28 | D.1 |  |  | Proximity | 510.8719 | 540.8137 | 538.0582 | 559.8 | NearestNeighbor_Threshold | {"threshold_pt": 20.0, "linkage": "single"}
29 | CL.29 | D.1 |  |  | Proximity | 510.4074 | 733.2068 | 517.0256 | 768.72 | NearestNeighbor_Threshold | {"threshold_pt": 20.0, "linkage": "single"}
30 | CL.30 | D.1 |  |  | Proximity | 510.4074 | 706.3604 | 517.0256 | 724.2001 | NearestNeighbor_Threshold | {"threshold_pt": 20.0, "linkage": "single"}
31 | CL.31 | D.1 |  |  | Proximity | 510.4074 | 626.3201 | 517.0256 | 666.9598 | NearestNeighbor_Threshold | {"threshold_pt": 20.0, "linkage": "single"}
32 | CL.32 | D.1 |  |  | Proximity | 510.8719 | 502.2674 | 538.0581 | 531.2401 | NearestNeighbor_Threshold | {"threshold_pt": 20.0, "linkage": "single"}
33 | CL.33 | D.1 |  |  | Proximity | 510.8711 | 102.3337 | 530.8573 | 130.5599 | NearestNeighbor_Threshold | {"threshold_pt": 20.0, "linkage": "single"}
34 | CL.34 | D.1 |  |  | Proximity | 28.0141 | 651.8558 | 33.3804 | 720.9594 | NearestNeighbor_Threshold | {"threshold_pt": 20.0, "linkage": "single"}
35 | CL.35 | D.1 |  |  | Proximity | 321.2946 | 657.6763 | 326.6609 | 720.9594 | NearestNeighbor_Threshold | {"threshold_pt": 20.0, "linkage": "single"}
36 | CL.36 | D.1 |  |  | Proximity | 371.4536 | 704.6255 | 376.8199 | 720.9594 | NearestNeighbor_Threshold | {"threshold_pt": 20.0, "linkage": "single"}
37 | CL.37 | D.1 |  |  | Proximity | 55.8279 | 737.1534 | 97.5605 | 746.1689 | NearestNeighbor_Threshold | {"threshold_pt": 20.0, "linkage": "single"}
38 | CL.38 | D.1 |  |  | Proximity | 220.3479 | 726.4733 | 262.0805 | 735.4888 | NearestNeighbor_Threshold | {"threshold_pt": 20.0, "linkage": "single"}
39 | CL.39 | D.1 |  |  | Proximity | 282.5081 | 726.4733 | 300.1207 | 735.4888 | NearestNeighbor_Threshold | {"threshold_pt": 20.0, "linkage": "single"}
40 | CL.40 | D.1 |  |  | Proximity | 325.3182 | 731.6335 | 357.6004 | 751.6888 | NearestNeighbor_Threshold | {"threshold_pt": 20.0, "linkage": "single"}
41 | CL.41 | D.1 |  |  | Proximity | 429.2679 | 747.8336 | 446.8805 | 756.849 | NearestNeighbor_Threshold | {"threshold_pt": 20.0, "linkage": "single"}
42 | CL.42 | D.1 |  |  | Proximity | 234.3588 | 747.8336 | 298.321 | 756.849 | NearestNeighbor_Threshold | {"threshold_pt": 20.0, "linkage": "single"}
43 | CL.43 | D.1 |  |  | Proximity | 151.1082 | 731.6337 | 195.4808 | 751.6889 | NearestNeighbor_Threshold | {"threshold_pt": 20.0, "linkage": "single"}
44 | CL.44 | D.1 |  |  | Proximity | 385.6778 | 726.4734 | 425.88 | 735.4889 | NearestNeighbor_Threshold | {"threshold_pt": 20.0, "linkage": "single"}
45 | CL.45 | D.1 |  |  | Proximity | 462.958 | 726.4734 | 491.6402 | 735.4889 | NearestNeighbor_Threshold | {"threshold_pt": 20.0, "linkage": "single"}
46 | CL.46 | D.1 |  |  | Proximity | 406.7209 | 616.7809 | 413.0354 | 620.639 | NearestNeighbor_Threshold | {"threshold_pt": 20.0, "linkage": "single"}
47 | CL.47 | D.1 |  |  | Proximity | 378.9074 | 612.5436 | 383.3253 | 631.8 | NearestNeighbor_Threshold | {"threshold_pt": 20.0, "linkage": "single"}
48 | CL.48 | D.1 |  |  | Proximity | 392.6993 | 645.3272 | 398.3698 | 652.2 | NearestNeighbor_Threshold | {"threshold_pt": 20.0, "linkage": "single"}
49 | CL.49 | D.1 |  |  | Proximity | 378.9074 | 490.8636 | 383.3253 | 510.12 | NearestNeighbor_Threshold | {"threshold_pt": 20.0, "linkage": "single"}
50 | CL.50 | D.1 |  |  | Proximity | 392.6993 | 523.647 | 398.3698 | 542.1598 | NearestNeighbor_Threshold | {"threshold_pt": 20.0, "linkage": "single"}
51 | CL.51 | D.1 |  |  | Proximity | 418.6767 | 479.8232 | 422.2543 | 488.879 | NearestNeighbor_Threshold | {"threshold_pt": 20.0, "linkage": "single"}
52 | CL.52 | D.1 |  |  | Proximity | 329.8236 | 610.6254 | 348.5964 | 644.639 | NearestNeighbor_Threshold | {"threshold_pt": 20.0, "linkage": "single"}
53 | CL.53 | D.1 |  |  | Proximity | 329.8236 | 488.9454 | 337.7964 | 526.559 | NearestNeighbor_Threshold | {"threshold_pt": 20.0, "linkage": "single"}
54 | CL.54 | D.1 |  |  | Proximity | 45.9028 | 600.5718 | 111.4166 | 651.12 | NearestNeighbor_Threshold | {"threshold_pt": 20.0, "linkage": "single"}
55 | CL.55 | D.1 |  |  | Proximity | 96.1842 | 539.1064 | 98.6406 | 543.5243 | NearestNeighbor_Threshold | {"threshold_pt": 20.0, "linkage": "single"}
56 | CL.56 | D.1 |  |  | Proximity | 95.4419 | 552.6312 | 101.7564 | 606.239 | NearestNeighbor_Threshold | {"threshold_pt": 20.0, "linkage": "single"}
57 | CL.57 | D.1 |  |  | Proximity | 45.9028 | 462.5389 | 111.4166 | 517.439 | NearestNeighbor_Threshold | {"threshold_pt": 20.0, "linkage": "single"}
58 | CL.58 | D.1 |  |  | Proximity | 329.8236 | 488.9454 | 348.5964 | 644.639 | NearestNeighbor_Threshold | {"threshold_pt": 20.0, "linkage": "single", "note": "union of -X2 sub-clusters for strip-level derivation"}

## Object_Cluster
Index | Object_ID | Cluster_ID | Membership_Reason
1 | O.1 | CL.1 | Proximity
2 | O.2 | CL.2 | Proximity
3 | O.3 | CL.3 | Proximity
4 | O.4 | CL.4 | Proximity
5 | O.5 | CL.5 | Proximity
6 | O.6 | CL.6 | Proximity
7 | O.7 | CL.7 | Proximity
8 | O.8 | CL.8 | Proximity
9 | O.9 | CL.9 | Proximity
10 | O.45 | CL.9 | Proximity
11 | O.10 | CL.10 | Proximity
12 | O.11 | CL.11 | Proximity
13 | O.12 | CL.12 | Proximity
14 | O.13 | CL.13 | Proximity
15 | O.30 | CL.13 | Proximity
16 | O.14 | CL.14 | Proximity
17 | O.25 | CL.14 | Proximity
18 | O.40 | CL.14 | Proximity
19 | O.49 | CL.14 | Proximity
20 | O.15 | CL.15 | Proximity
21 | O.16 | CL.16 | Proximity
22 | O.17 | CL.17 | Proximity
23 | O.18 | CL.18 | Proximity
24 | O.19 | CL.19 | Proximity
25 | O.20 | CL.20 | Proximity
26 | O.21 | CL.21 | Proximity
27 | O.22 | CL.22 | Proximity
28 | O.23 | CL.23 | Proximity
29 | O.24 | CL.24 | Proximity
30 | O.26 | CL.25 | Proximity
31 | O.44 | CL.25 | Proximity
32 | O.46 | CL.25 | Proximity
33 | O.47 | CL.25 | Proximity
34 | O.27 | CL.26 | Proximity
35 | O.28 | CL.26 | Proximity
36 | O.29 | CL.27 | Proximity
37 | O.31 | CL.27 | Proximity
38 | O.32 | CL.28 | Proximity
39 | O.33 | CL.28 | Proximity
40 | O.34 | CL.28 | Proximity
41 | O.35 | CL.28 | Proximity
42 | O.36 | CL.29 | Proximity
43 | O.37 | CL.29 | Proximity
44 | O.38 | CL.30 | Proximity
45 | O.39 | CL.31 | Proximity
46 | O.41 | CL.32 | Proximity
47 | O.42 | CL.32 | Proximity
48 | O.43 | CL.32 | Proximity
49 | O.48 | CL.33 | Proximity
50 | O.50 | CL.33 | Proximity
51 | O.51 | CL.33 | Proximity
52 | O.52 | CL.34 | Proximity
53 | O.53 | CL.35 | Proximity
54 | O.54 | CL.36 | Proximity
55 | O.55 | CL.37 | Proximity
56 | O.56 | CL.38 | Proximity
57 | O.57 | CL.39 | Proximity
58 | O.58 | CL.40 | Proximity
59 | O.59 | CL.40 | Proximity
60 | O.60 | CL.41 | Proximity
61 | O.61 | CL.42 | Proximity
62 | O.62 | CL.43 | Proximity
63 | O.63 | CL.43 | Proximity
64 | O.64 | CL.44 | Proximity
65 | O.65 | CL.45 | Proximity
66 | O.66 | CL.46 | Proximity
67 | O.67 | CL.47 | Proximity
68 | O.68 | CL.47 | Proximity
69 | O.69 | CL.48 | Proximity
70 | O.70 | CL.49 | Proximity
71 | O.71 | CL.49 | Proximity
72 | O.72 | CL.50 | Proximity
73 | O.73 | CL.51 | Proximity
74 | O.74 | CL.52 | Proximity
75 | O.75 | CL.52 | Proximity
76 | O.76 | CL.52 | Proximity
77 | O.77 | CL.53 | Proximity
78 | O.78 | CL.53 | Proximity
79 | O.79 | CL.53 | Proximity
80 | O.80 | CL.54 | Proximity
81 | O.81 | CL.54 | Proximity
82 | O.82 | CL.54 | Proximity
83 | O.83 | CL.54 | Proximity
84 | O.84 | CL.54 | Proximity
85 | O.85 | CL.54 | Proximity
86 | O.86 | CL.54 | Proximity
87 | O.87 | CL.54 | Proximity
88 | O.88 | CL.54 | Proximity
89 | O.89 | CL.54 | Proximity
90 | O.90 | CL.54 | Proximity
91 | O.91 | CL.54 | Proximity
92 | O.92 | CL.54 | Proximity
93 | O.93 | CL.55 | Proximity
94 | O.94 | CL.56 | Proximity
95 | O.95 | CL.57 | Proximity
96 | O.96 | CL.57 | Proximity
97 | O.97 | CL.57 | Proximity
98 | O.98 | CL.57 | Proximity
99 | O.99 | CL.57 | Proximity
100 | O.100 | CL.57 | Proximity
101 | O.101 | CL.57 | Proximity
102 | O.102 | CL.57 | Proximity
103 | O.103 | CL.57 | Proximity
104 | O.104 | CL.57 | Proximity
105 | O.105 | CL.57 | Proximity
106 | O.106 | CL.57 | Proximity
107 | O.161 | CL.19 | Proximity
108 | O.163 | CL.3 | Proximity
109 | O.165 | CL.18 | Proximity
110 | O.167 | CL.1 | Proximity
111 | O.169 | CL.19 | Proximity
112 | O.171 | CL.43 | Proximity
113 | O.173 | CL.19 | Proximity
114 | O.175 | CL.19 | Proximity
115 | O.177 | CL.21 | Proximity
116 | O.179 | CL.39 | Proximity
117 | O.181 | CL.20 | Proximity
118 | O.183 | CL.20 | Proximity
119 | O.185 | CL.22 | Proximity
120 | O.187 | CL.36 | Proximity
121 | O.189 | CL.21 | Proximity
122 | O.191 | CL.21 | Proximity
123 | O.193 | CL.20 | Proximity
124 | O.195 | CL.39 | Proximity
125 | O.197 | CL.20 | Proximity
126 | O.199 | CL.20 | Proximity
127 | O.201 | CL.20 | Proximity
128 | O.203 | CL.38 | Proximity
129 | O.205 | CL.19 | Proximity
130 | O.207 | CL.19 | Proximity
131 | O.215 | CL.22 | Proximity
132 | O.217 | CL.41 | Proximity
133 | O.219 | CL.22 | Proximity
134 | O.221 | CL.22 | Proximity
135 | O.233 | CL.47 | Proximity
136 | O.234 | CL.48 | Proximity
137 | O.235 | CL.48 | Proximity
138 | O.245 | CL.49 | Proximity
139 | O.246 | CL.49 | Proximity
140 | O.247 | CL.49 | Proximity
141 | O.248 | CL.51 | Proximity
142 | O.249 | CL.51 | Proximity
143 | O.250 | CL.51 | Proximity
144 | O.251 | CL.52 | Proximity
145 | O.254 | CL.52 | Proximity
146 | O.257 | CL.53 | Proximity
147 | O.260 | CL.53 | Proximity
148 | O.272 | CL.52 | Proximity
149 | O.278 | CL.55 | Proximity
150 | O.74 | CL.58 | Proximity
151 | O.75 | CL.58 | Proximity
152 | O.76 | CL.58 | Proximity
153 | O.77 | CL.58 | Proximity
154 | O.78 | CL.58 | Proximity
155 | O.79 | CL.58 | Proximity

## Elements_TopDown
Index | Element_TopDown_ID | Document_ID | Element_Name | Primary_RKZ | Element_Type | Parent_Element_TopDown_ID | SemanticID
1 | ETD.1 | D.1 | -A1-(0)-M05 | -A1-(0)-M05 | PLC_Module
2 | ETD.2 | D.1 | -A1-(0)-M01 | -A1-(0)-M01 | PLC_Module
3 | ETD.3 | D.1 | -X2 | -X2 | Terminal_Strip
4 | ETD.4 | D.1 | -X2:55 | -X2:55 | Terminal | ETD.3
5 | ETD.5 | D.1 | -X2:56 | -X2:56 | Terminal | ETD.3
6 | ETD.6 | D.1 | -X2:57 | -X2:57 | Terminal | ETD.3
7 | ETD.7 | D.1 | -X2:58 | -X2:58 | Terminal | ETD.3
8 | ETD.8 | D.1 | B1 | B1 | Transducer
9 | ETD.9 | D.1 | .A+B01 | .A+B01 | Transducer
10 | ETD.10 | D.1 | -A1-(0)-M05.ch12 | -A1-(0)-M05.ch12 | Terminal
11 | ETD.11 | D.1 | B1.t31 | B1.t31 | Terminal
12 | ETD.12 | D.1 | -A1-(0)-M05.ch13 | -A1-(0)-M05.ch13 | Terminal
13 | ETD.13 | D.1 | B1.t32 | B1.t32 | Terminal
14 | ETD.14 | D.1 | -A1-(0)-M01.ch12 | -A1-(0)-M01.ch12 | Terminal
15 | ETD.15 | D.1 | .A+B01.t42 | .A+B01.t42 | Terminal
16 | ETD.16 | D.1 | .A+B01.t41 | .A+B01.t41 | Terminal

## Elements_from_Cluster
Index | Element_from_Cluster_ID | Document_ID | Source_Cluster_ID | Element_Name | Primary_RKZ_Extracted | Element_Type_Inferred | Derivation_Status | SemanticID
1 | EFC.1 | D.1 | CL.48 | B1 | B1 | Transducer | Element_Derived
2 | EFC.2 | D.1 | CL.50 | .A+B01 | .A+B01 | Transducer | Element_Derived
3 | EFC.3 | D.1 | CL.52 | -X2:55 | -X2:55 | Terminal | Element_Derived
4 | EFC.4 | D.1 | CL.52 | -X2:56 | -X2:56 | Terminal | Element_Derived
5 | EFC.5 | D.1 | CL.53 | -X2:57 | -X2:57 | Terminal | Element_Derived
6 | EFC.6 | D.1 | CL.53 | -X2:58 | -X2:58 | Terminal | Element_Derived
7 | EFC.7 | D.1 | CL.54 | -A1-(0)-M05 | -A1-(0)-M05 | PLC_Module | Element_Derived
8 | EFC.8 | D.1 | CL.57 | -A1-(0)-M01 | -A1-(0)-M01 | PLC_Module | Element_Derived
9 | EFC.9 | D.1 | CL.58 | -X2 | -X2 | Terminal_Strip | Element_Derived
10 | EFC.10 | D.1 | CL.1 |  |  |  | No_Element_Derivable
11 | EFC.11 | D.1 | CL.2 |  |  |  | No_Element_Derivable
12 | EFC.12 | D.1 | CL.3 |  |  |  | No_Element_Derivable
13 | EFC.13 | D.1 | CL.4 |  |  |  | No_Element_Derivable
14 | EFC.14 | D.1 | CL.5 |  |  |  | No_Element_Derivable
15 | EFC.15 | D.1 | CL.6 |  |  |  | No_Element_Derivable
16 | EFC.16 | D.1 | CL.7 |  |  |  | No_Element_Derivable
17 | EFC.17 | D.1 | CL.8 |  |  |  | No_Element_Derivable
18 | EFC.18 | D.1 | CL.9 |  |  |  | No_Element_Derivable
19 | EFC.19 | D.1 | CL.10 |  |  |  | No_Element_Derivable
20 | EFC.20 | D.1 | CL.11 |  |  |  | No_Element_Derivable
21 | EFC.21 | D.1 | CL.12 |  |  |  | No_Element_Derivable
22 | EFC.22 | D.1 | CL.13 |  |  |  | No_Element_Derivable
23 | EFC.23 | D.1 | CL.14 |  |  |  | No_Element_Derivable
24 | EFC.24 | D.1 | CL.15 |  |  |  | No_Element_Derivable
25 | EFC.25 | D.1 | CL.16 |  |  |  | No_Element_Derivable
26 | EFC.26 | D.1 | CL.17 |  |  |  | No_Element_Derivable
27 | EFC.27 | D.1 | CL.18 |  |  |  | No_Element_Derivable
28 | EFC.28 | D.1 | CL.19 |  |  |  | No_Element_Derivable
29 | EFC.29 | D.1 | CL.20 |  |  |  | No_Element_Derivable
30 | EFC.30 | D.1 | CL.21 |  |  |  | No_Element_Derivable
31 | EFC.31 | D.1 | CL.22 |  |  |  | No_Element_Derivable
32 | EFC.32 | D.1 | CL.23 |  |  |  | No_Element_Derivable
33 | EFC.33 | D.1 | CL.24 |  |  |  | No_Element_Derivable
34 | EFC.34 | D.1 | CL.25 |  |  |  | No_Element_Derivable
35 | EFC.35 | D.1 | CL.26 |  |  |  | No_Element_Derivable
36 | EFC.36 | D.1 | CL.27 |  |  |  | No_Element_Derivable
37 | EFC.37 | D.1 | CL.28 |  |  |  | No_Element_Derivable
38 | EFC.38 | D.1 | CL.29 |  |  |  | No_Element_Derivable
39 | EFC.39 | D.1 | CL.30 |  |  |  | No_Element_Derivable
40 | EFC.40 | D.1 | CL.31 |  |  |  | No_Element_Derivable
41 | EFC.41 | D.1 | CL.32 |  |  |  | No_Element_Derivable
42 | EFC.42 | D.1 | CL.33 |  |  |  | No_Element_Derivable
43 | EFC.43 | D.1 | CL.34 |  |  |  | No_Element_Derivable
44 | EFC.44 | D.1 | CL.35 |  |  |  | No_Element_Derivable
45 | EFC.45 | D.1 | CL.36 |  |  |  | No_Element_Derivable
46 | EFC.46 | D.1 | CL.37 |  |  |  | No_Element_Derivable
47 | EFC.47 | D.1 | CL.38 |  |  |  | No_Element_Derivable
48 | EFC.48 | D.1 | CL.39 |  |  |  | No_Element_Derivable
49 | EFC.49 | D.1 | CL.40 |  |  |  | No_Element_Derivable
50 | EFC.50 | D.1 | CL.41 |  |  |  | No_Element_Derivable
51 | EFC.51 | D.1 | CL.42 |  |  |  | No_Element_Derivable
52 | EFC.52 | D.1 | CL.43 |  |  |  | No_Element_Derivable
53 | EFC.53 | D.1 | CL.44 |  |  |  | No_Element_Derivable
54 | EFC.54 | D.1 | CL.45 |  |  |  | No_Element_Derivable
55 | EFC.55 | D.1 | CL.46 |  |  |  | No_Element_Derivable
56 | EFC.56 | D.1 | CL.47 |  |  |  | No_Element_Derivable
57 | EFC.57 | D.1 | CL.49 |  |  |  | No_Element_Derivable
58 | EFC.58 | D.1 | CL.51 |  |  |  | No_Element_Derivable
59 | EFC.59 | D.1 | CL.55 |  |  |  | No_Element_Derivable
60 | EFC.60 | D.1 | CL.56 |  |  |  | No_Element_Derivable

## Match_Result
Index | Match_ID | Document_ID | Element_TopDown_ID | Element_from_Cluster_ID | Match_Status | Match_Rule | Resolution_Note | Resolution_Status | Reviewed_By | Review_Status | Correction_Reason | Review_Timestamp | SemanticID
1 | M.1 | D.1 | ETD.1 | EFC.7 | Matched | M1_Primary_RKZ |  | Resolved_AutoMatch | Auto
2 | M.2 | D.1 | ETD.2 | EFC.8 | Matched | M1_Primary_RKZ |  | Resolved_AutoMatch | Auto
3 | M.3 | D.1 | ETD.3 | EFC.9 | Matched | M1_Primary_RKZ |  | Resolved_AutoMatch | Auto
4 | M.4 | D.1 | ETD.4 | EFC.3 | Matched | M1_Primary_RKZ |  | Resolved_AutoMatch | Auto
5 | M.5 | D.1 | ETD.5 | EFC.4 | Matched | M1_Primary_RKZ |  | Resolved_AutoMatch | Auto
6 | M.6 | D.1 | ETD.6 | EFC.5 | Matched | M1_Primary_RKZ |  | Resolved_AutoMatch | Auto
7 | M.7 | D.1 | ETD.7 | EFC.6 | Matched | M1_Primary_RKZ |  | Resolved_AutoMatch | Auto
8 | M.8 | D.1 | ETD.8 | EFC.1 | Matched | M1_Primary_RKZ |  | Resolved_AutoMatch | Auto
9 | M.9 | D.1 | ETD.9 | EFC.2 | Matched | M1_Primary_RKZ |  | Resolved_AutoMatch | Auto
10 | M.10 | D.1 | ETD.10 |  | Only_TopDown | Not_Applicable | Synthetic CAEX connection-point sub-element per §5.13/§3.7.3. | Resolved_TopDown_Valid | Auto
11 | M.11 | D.1 | ETD.11 |  | Only_TopDown | Not_Applicable | Synthetic CAEX connection-point sub-element per §5.13/§3.7.3. | Resolved_TopDown_Valid | Auto
12 | M.12 | D.1 | ETD.12 |  | Only_TopDown | Not_Applicable | Synthetic CAEX connection-point sub-element per §5.13/§3.7.3. | Resolved_TopDown_Valid | Auto
13 | M.13 | D.1 | ETD.13 |  | Only_TopDown | Not_Applicable | Synthetic CAEX connection-point sub-element per §5.13/§3.7.3. | Resolved_TopDown_Valid | Auto
14 | M.14 | D.1 | ETD.14 |  | Only_TopDown | Not_Applicable | Synthetic CAEX connection-point sub-element per §5.13/§3.7.3. | Resolved_TopDown_Valid | Auto
15 | M.15 | D.1 | ETD.15 |  | Only_TopDown | Not_Applicable | Synthetic CAEX connection-point sub-element per §5.13/§3.7.3. | Resolved_TopDown_Valid | Auto
16 | M.16 | D.1 | ETD.16 |  | Only_TopDown | Not_Applicable | Synthetic CAEX connection-point sub-element per §5.13/§3.7.3. | Resolved_TopDown_Valid | Auto

## Element_ID
Index | Element_ID | Document_ID | Source_Match_ID | Source | Element_Type | Primary_RKZ | Parent_Element_ID | Layer_ID | CAEX_Type | CAEX_RoleClass_Path | CAEX_SystemUnitClass_Path | CAEX_InterfaceClass_Path | SemanticID
1 | E.1 | D.1 | M.1 | Matched | PLC_Module | -A1-(0)-M05 |  |  | InternalElement
2 | E.2 | D.1 | M.2 | Matched | PLC_Module | -A1-(0)-M01 |  |  | InternalElement
3 | E.3 | D.1 | M.3 | Matched | Terminal_Strip | -X2 |  |  | InternalElement
4 | E.4 | D.1 | M.4 | Matched | Terminal | -X2:55 | E.3 |  | ExternalInterface
5 | E.5 | D.1 | M.5 | Matched | Terminal | -X2:56 | E.3 |  | ExternalInterface
6 | E.6 | D.1 | M.6 | Matched | Terminal | -X2:57 | E.3 |  | ExternalInterface
7 | E.7 | D.1 | M.7 | Matched | Terminal | -X2:58 | E.3 |  | ExternalInterface
8 | E.8 | D.1 | M.8 | Matched | Transducer | B1 |  |  | InternalElement
9 | E.9 | D.1 | M.9 | Matched | Transducer | .A+B01 |  |  | InternalElement
10 | E.10 | D.1 | M.10 | Rule_Derived | Connection_Point | -A1-(0)-M05.ch12 | E.1 |  | ExternalInterface
11 | E.11 | D.1 | M.11 | Rule_Derived | Connection_Point | B1.t31 | E.8 |  | ExternalInterface
12 | E.12 | D.1 | M.12 | Rule_Derived | Connection_Point | -A1-(0)-M05.ch13 | E.1 |  | ExternalInterface
13 | E.13 | D.1 | M.13 | Rule_Derived | Connection_Point | B1.t32 | E.8 |  | ExternalInterface
14 | E.14 | D.1 | M.14 | Rule_Derived | Connection_Point | -A1-(0)-M01.ch12 | E.2 |  | ExternalInterface
15 | E.15 | D.1 | M.15 | Rule_Derived | Connection_Point | .A+B01.t42 | E.9 |  | ExternalInterface
16 | E.16 | D.1 | M.16 | Rule_Derived | Connection_Point | .A+B01.t41 | E.9 |  | ExternalInterface

## Element_RepresentedItem_Mapping
Index | Mapping_ID | Element_ID | RepresentedItem_ID | Relationship_Type | SemanticID
1 | MAP.1 | E.1 | RI.1 | Secondary
2 | MAP.2 | E.2 | RI.1 | Secondary
3 | MAP.3 | E.4 | RI.1 | Secondary
4 | MAP.4 | E.5 | RI.1 | Secondary
5 | MAP.5 | E.6 | RI.1 | Secondary
6 | MAP.6 | E.7 | RI.1 | Secondary
7 | MAP.7 | E.8 | RI.1 | Primary
8 | MAP.8 | E.9 | RI.1 | Secondary

## Element_Data
Index | Element_Data_ID | Element_ID | Attribute_Name | Attribute_Value | Raw_Value | Normalized_Value | Unit | Quantity_Qualifier | Parsing_Status | SemanticID
1 | ED.1 | E.1 | Address | EW8
2 | ED.2 | E.1 | Module_Type | 331-7TF01-0AB1
3 | ED.3 | E.1 | Channel | 5
4 | ED.4 | E.1 | PCE_Channel_Suffix | I
5 | ED.5 | E.2 | Address | E1.0
6 | ED.6 | E.2 | Module_Type | 321-1BL00-0AA0
7 | ED.7 | E.2 | Channel | 9
8 | ED.8 | E.2 | PCE_Channel_Suffix | A+
9 | ED.9 | E.4 | Terminal_Number | 55
10 | ED.10 | E.4 | Terminal_Strip_Designation | -X2
11 | ED.11 | E.5 | Terminal_Number | 56
12 | ED.12 | E.5 | Terminal_Strip_Designation | -X2
13 | ED.13 | E.6 | Terminal_Number | 57
14 | ED.14 | E.6 | Terminal_Strip_Designation | -X2
15 | ED.15 | E.7 | Terminal_Number | 58
16 | ED.16 | E.7 | Terminal_Strip_Designation | -X2
17 | ED.17 | E.6 | Cross_Reference_Raw | +10.O001.K002-L+
18 | ED.18 | E.8 | Measured_Variable | F
19 | ED.19 | E.9 | Measured_Variable | density (∇, g/cm³)

## Element_Data_Source
Index | Element_Data_ID | Source_Object_ID | Source_Role | Extraction_Method | Confidence | Reviewed_By | Review_Status | Correction_Reason | Extraction_Timestamp | SemanticID
1 | ED.1 | O.83 | Value | Native_Text
2 | ED.2 | O.86 | Value | Native_Text
3 | ED.3 | O.6 | Value | Native_Text
4 | ED.4 | O.84 | Value | Native_Text
5 | ED.5 | O.98 | Value | Native_Text
6 | ED.6 | O.101 | Value | Native_Text
7 | ED.7 | O.93 | Value | Native_Text
8 | ED.8 | O.99 | Value | Native_Text
9 | ED.9 | O.74 | Value | Native_Text
10 | ED.10 | O.75 | Value | Native_Text
11 | ED.11 | O.76 | Value | Native_Text
12 | ED.12 | O.75 | Value | Native_Text
13 | ED.13 | O.77 | Value | Native_Text
14 | ED.14 | O.75 | Value | Native_Text
15 | ED.15 | O.79 | Value | Native_Text
16 | ED.16 | O.75 | Value | Native_Text
17 | ED.17 | O.94 | Value | Native_Text
18 | ED.18 | O.69 | Value | Native_Text
19 | ED.19 | O.72 | Value | Native_Text

## RepresentedItem_Data
Index | RepresentedItem_Data_ID | RepresentedItem_ID | Attribute_Name | Attribute_Value | Raw_Value | Normalized_Value | Unit | Quantity_Qualifier | Parsing_Status | SemanticID

## RepresentedItem_Data_Source
Index | RepresentedItem_Data_ID | Source_Object_ID | Source_Role | Extraction_Method | Confidence | Reviewed_By | Review_Status | Correction_Reason | Extraction_Timestamp | SemanticID

## Element_Classification
Index | Classification_ID | Document_ID | Classified_Object_Type | Classified_Object_ID | Classification_System | Classification_Code | Classification_Description | Source_Symbol_Reference | SemanticID
1 | EC.1 | D.1 | RepresentedItem | RI.1 | IEC 62424 | FIC | Flow Indication and Control (loop-level PCE_Request)
2 | EC.2 | D.1 | Element | E.1 | IEC 81346-2 | K | Processing object (logical) -- PLC module
3 | EC.3 | D.1 | Element | E.2 | IEC 81346-2 | K | Processing object (logical) -- PLC module
4 | EC.4 | D.1 | Element | E.3 | IEC 81346-2 | X | Connecting, aggregate connection object
5 | EC.5 | D.1 | Element | E.4 | IEC 81346-2 | X | Connecting objects
6 | EC.6 | D.1 | Element | E.4 | IEC 60617-3 | 03-02-02 | Anschluss (z.B. Klemme)
7 | EC.7 | D.1 | Element | E.5 | IEC 81346-2 | X | Connecting objects
8 | EC.8 | D.1 | Element | E.5 | IEC 60617-3 | 03-02-02 | Anschluss (z.B. Klemme)
9 | EC.9 | D.1 | Element | E.6 | IEC 81346-2 | X | Connecting objects
10 | EC.10 | D.1 | Element | E.6 | IEC 60617-3 | 03-02-02 | Anschluss (z.B. Klemme)
11 | EC.11 | D.1 | Element | E.7 | IEC 81346-2 | X | Connecting objects
12 | EC.12 | D.1 | Element | E.7 | IEC 60617-3 | 03-02-02 | Anschluss (z.B. Klemme)
13 | EC.13 | D.1 | Element | E.8 | IEC 81346-2 | T | Conversion of energy/signal -- Transducer
14 | EC.14 | D.1 | Element | E.9 | IEC 81346-2 | T | Conversion of energy/signal -- Transducer

## Connection_ID
Index | Connection_ID | Document_ID | From_Element_ID | To_Element_ID | Source_Topology_Object_ID | Connection_Status | Cable_Data_ID | SemanticID
1 | C.1 | D.1 | E.10 | E.4 | O.91 | Resolved
2 | C.2 | D.1 | E.4 | E.11 | O.67 | Resolved
3 | C.3 | D.1 | E.12 | E.5 | O.92 | Resolved
4 | C.4 | D.1 | E.5 | E.13 | O.68 | Resolved
5 | C.5 | D.1 | E.14 | E.7 | O.91 | Resolved
6 | C.6 | D.1 | E.7 | E.15 | O.71 | Resolved
7 | C.7 | D.1 | E.16 | E.6 | O.70 | Resolved

## Connection_Data
Index | Connection_Data_ID | Connection_ID | Attribute_Name | Attribute_Value | Raw_Value | Normalized_Value | Unit | Quantity_Qualifier | Parsing_Status | SemanticID
1 | CD.1 | C.1 | Connection_Type | Wire
2 | CD.2 | C.1 | Wire_Color | Unspecifiable
3 | CD.3 | C.2 | Connection_Type | Wire
4 | CD.4 | C.2 | Wire_Color | Unspecifiable
5 | CD.5 | C.3 | Connection_Type | Wire
6 | CD.6 | C.3 | Wire_Color | Unspecifiable
7 | CD.7 | C.4 | Connection_Type | Wire
8 | CD.8 | C.4 | Wire_Color | Unspecifiable
9 | CD.9 | C.5 | Connection_Type | Wire
10 | CD.10 | C.5 | Wire_Color | Unspecifiable
11 | CD.11 | C.6 | Connection_Type | Wire
12 | CD.12 | C.6 | Wire_Color | Unspecifiable
13 | CD.13 | C.7 | Connection_Type | Wire
14 | CD.14 | C.7 | Wire_Color | Unspecifiable

## Connection_Data_Source
Index | Connection_Data_ID | Source_Object_ID | Source_Role | Extraction_Method | Confidence | Reviewed_By | Review_Status | Correction_Reason | Extraction_Timestamp | SemanticID
1 | CD.1 | O.91 | Label | Rule_Based_Parser
2 | CD.2 | O.91 | Value | Rule_Based_Parser
3 | CD.3 | O.67 | Label | Rule_Based_Parser
4 | CD.4 | O.67 | Value | Rule_Based_Parser
5 | CD.5 | O.92 | Label | Rule_Based_Parser
6 | CD.6 | O.92 | Value | Rule_Based_Parser
7 | CD.7 | O.68 | Label | Rule_Based_Parser
8 | CD.8 | O.68 | Value | Rule_Based_Parser
9 | CD.9 | O.91 | Label | Rule_Based_Parser
10 | CD.10 | O.91 | Value | Rule_Based_Parser
11 | CD.11 | O.71 | Label | Rule_Based_Parser
12 | CD.12 | O.71 | Value | Rule_Based_Parser
13 | CD.13 | O.70 | Label | Rule_Based_Parser
14 | CD.14 | O.70 | Value | Rule_Based_Parser

## Layer_ID
Index | Layer_ID | Document_ID | Layer_Description | Layer_Type | Voltage_Level | SemanticID

## Attribute_Lookup
Index | Lookup_ID | Scope | Type_Constraint | Attribute_Name | Required | Data_Type | Allowed_Values_Enum_Field | Normative_Reference | Description | Schema_Version_Introduced
1 | AL.1 | Element | Element_Type=Terminal | Terminal_Number | TRUE | String |  |  | Terminal number within the strip (e.g. "11") | v0.5
2 | AL.2 | Element | Element_Type=Terminal | Terminal_Strip_Designation | TRUE | String |  |  | Parent Terminal_Strip (e.g. "-X1"); redundant cross-check with Parent_RKZ | v0.5
3 | AL.3 | Element | Element_Type=Terminal | Polarity | FALSE | Enum | Polarity | DIN VDE 0100-200 |  | v0.5
4 | AL.4 | Element | Element_Type=Terminal | Terminal_Type | FALSE | Enum | Terminal_Type | IEC 60947-7-1 |  | v0.5
5 | AL.5 | Element | Element_Type=Terminal | Manufacturer | FALSE | String |  |  | e.g. Phoenix Contact, WAGO, Weidmueller | v0.5
6 | AL.6 | Element | Element_Type=Terminal | Type_Designation | FALSE | String |  |  | Manufacturer type designation | v0.5
7 | AL.7 | Element | Element_Type=Terminal | Rated_Cross_Section | FALSE | Float |  |  | Maximum connectable cross-section in mm2 | v0.5
8 | AL.8 | Element | Element_Type=Terminal | Rated_Voltage | FALSE | Float |  |  | Rated voltage in V | v0.5
9 | AL.9 | Element | Element_Type=Terminal | Rated_Current | FALSE | Float |  |  | Rated current in A | v0.5
10 | AL.10 | Element | Element_Type=Terminal_Strip | Terminal_Count | FALSE | Integer |  |  | Number of contained terminals | v0.5
11 | AL.11 | Element | Element_Type=Terminal_Strip | Function | FALSE | String |  |  | Free text e.g. "230VAC supply" | v0.5
12 | AL.12 | Element | Element_Type=Terminal_Strip | Position_in_Cabinet | FALSE | String |  |  | Mounting position | v0.5
13 | AL.13 | Element | Element_Type=Terminal_Strip | Manufacturer | FALSE | String |  |  |  | v0.5
14 | AL.14 | Element | Element_Type=Terminal_Strip | Terminal_System | FALSE | String |  |  | e.g. "Phoenix Combi", "WAGO 280 series" | v0.5
15 | AL.15 | Element | Element_Type=Contactor | Coil_Voltage | TRUE | String |  |  | e.g. "230 V AC", "24 V DC" | v0.5
16 | AL.16 | Element | Element_Type=Contactor | Rated_Operational_Current | FALSE | Float |  | IEC 60947-4-1 | I_e in A | v0.5
17 | AL.17 | Element | Element_Type=Contactor | Main_Contact_Count | FALSE | Integer |  |  | Typically 3 (3-pole) | v0.5
18 | AL.18 | Element | Element_Type=Contactor | Aux_Contact_NO_Count | FALSE | Integer |  |  | Normally-open auxiliary contacts | v0.5
19 | AL.19 | Element | Element_Type=Contactor | Aux_Contact_NC_Count | FALSE | Integer |  |  | Normally-closed auxiliary contacts | v0.5
20 | AL.20 | Element | Element_Type=Contactor | Utilization_Category | FALSE | Enum | Utilization_Category | IEC 60947-4-1 |  | v0.5
21 | AL.21 | Element | Element_Type=Contactor | Manufacturer | FALSE | String |  |  |  | v0.5
22 | AL.22 | Element | Element_Type=Contactor | Type_Designation | FALSE | String |  |  |  | v0.5
23 | AL.23 | Element | Element_Type=Contactor | Target_Load | FALSE | String |  |  | Reference to controlled equipment | v0.5
24 | AL.24 | Element | Element_Type=Fuse AND Document_Type=Terminal_Diagram | Rated_Current | TRUE | Float |  |  | Nominal current I_n in A (scoped to Terminal_Diagram as of this patch: nameplate/rating data is structurally typical there -- e.g. a dedicated Sicherung/Nennstrom table -- but not for Circuit_Diagram schematics, which do not reliably carry it) | v0.8.3-patch
25 | AL.25 | Element | Element_Type=Fuse | Trip_Characteristic | FALSE | Enum | Trip_Characteristic | IEC 60898-1 / IEC 60269 |  | v0.5
26 | AL.26 | Element | Element_Type=Fuse | Protection_Form | FALSE | Enum | Protection_Form |  |  | v0.5
27 | AL.27 | Element | Element_Type=Fuse | Pole_Count | FALSE | Integer |  |  | 1, 2, 3, 4 | v0.5
28 | AL.28 | Element | Element_Type=Fuse | Rated_Voltage | FALSE | Float |  |  | U_n in V | v0.5
29 | AL.29 | Element | Element_Type=Fuse | Rated_Breaking_Capacity | FALSE | Float |  |  | I_cu in kA | v0.5
30 | AL.30 | Element | Element_Type=Fuse | Manufacturer | FALSE | String |  |  |  | v0.5
31 | AL.31 | Element | Element_Type=Fuse | Type_Designation | FALSE | String |  |  |  | v0.5
32 | AL.32 | Element | Element_Type=Fuse | Target_Load | FALSE | String |  |  | Protected circuit/consumer | v0.5
33 | AL.33 | Element | Element_Type=Circuit_Breaker AND Document_Type=Terminal_Diagram | Rated_Current | TRUE | Float |  |  | Nominal current I_n in A (scoped to Terminal_Diagram as of this patch: nameplate/rating data is structurally typical there -- e.g. a dedicated Sicherung/Nennstrom table -- but not for Circuit_Diagram schematics, which do not reliably carry it) | v0.8.3-patch
34 | AL.34 | Element | Element_Type=Circuit_Breaker | Trip_Characteristic | FALSE | Enum | Trip_Characteristic | IEC 60898-1 / IEC 60269 |  | v0.5
35 | AL.35 | Element | Element_Type=Circuit_Breaker | Protection_Form | FALSE | Enum | Protection_Form |  |  | v0.5
36 | AL.36 | Element | Element_Type=Circuit_Breaker | Pole_Count | FALSE | Integer |  |  |  | v0.5
37 | AL.37 | Element | Element_Type=Circuit_Breaker | Rated_Voltage | FALSE | Float |  |  | U_n in V | v0.5
38 | AL.38 | Element | Element_Type=Circuit_Breaker | Rated_Breaking_Capacity | FALSE | Float |  |  | I_cu in kA | v0.5
39 | AL.39 | Element | Element_Type=Circuit_Breaker | Manufacturer | FALSE | String |  |  |  | v0.5
40 | AL.40 | Element | Element_Type=Circuit_Breaker | Type_Designation | FALSE | String |  |  |  | v0.5
41 | AL.41 | Element | Element_Type=Circuit_Breaker | Target_Load | FALSE | String |  |  | Protected circuit/consumer | v0.5
42 | AL.42 | Element | Element_Type=Circuit_Breaker | Trip_Current_Residual | FALSE | Float |  |  | I_delta_n in mA (typically 30, 100, 300) | v0.5
43 | AL.43 | Element | Element_Type=Circuit_Breaker | Residual_Current_Type | FALSE | Enum | Residual_Current_Type | IEC TR 60755 |  | v0.5
44 | AL.44 | Element | Element_Type=Switch | Switch_Type | FALSE | Enum | Switch_Type | IEC 60947 |  | v0.5
45 | AL.45 | Element | Element_Type=Switch | Pole_Count | FALSE | Integer |  |  |  | v0.5
46 | AL.46 | Element | Element_Type=Switch | Rated_Current | FALSE | Float |  |  |  | v0.5
47 | AL.47 | Element | Element_Type=Switch | Rated_Voltage | FALSE | Float |  |  |  | v0.5
48 | AL.48 | Element | Element_Type=Switch | Rated_Breaking_Capacity | FALSE | Float |  |  |  | v0.5
49 | AL.49 | Element | Element_Type=Switch | Manufacturer | FALSE | String |  |  |  | v0.5
50 | AL.50 | Element | Element_Type=Switch | Type_Designation | FALSE | String |  |  |  | v0.5
51 | AL.51 | Element | Element_Type=Socket_Outlet | Socket_Type | FALSE | Enum | Socket_Type |  |  | v0.5
52 | AL.52 | Element | Element_Type=Socket_Outlet | Rated_Voltage | FALSE | Float |  |  |  | v0.5
53 | AL.53 | Element | Element_Type=Socket_Outlet | Rated_Current | FALSE | Float |  |  |  | v0.5
54 | AL.54 | Element | Element_Type=Socket_Outlet | IP_Protection | FALSE | Enum | IP_Protection | IEC 60529 |  | v0.5
55 | AL.55 | Element | Element_Type=Socket_Outlet | Mounting_Type | FALSE | Enum | Mounting_Type |  |  | v0.5
56 | AL.56 | Element | Element_Type=Power_Supply AND Document_Type=Terminal_Diagram | Input_Voltage | TRUE | String |  |  | e.g. "230 V AC" (scoped to Terminal_Diagram as of this patch: nameplate/rating data is structurally typical there -- e.g. a dedicated Sicherung/Nennstrom table -- but not for Circuit_Diagram schematics, which do not reliably carry it) | v0.8.3-patch
57 | AL.57 | Element | Element_Type=Power_Supply AND Document_Type=Terminal_Diagram | Output_Voltage | TRUE | String |  |  | e.g. "24 V DC" (scoped to Terminal_Diagram as of this patch: nameplate/rating data is structurally typical there -- e.g. a dedicated Sicherung/Nennstrom table -- but not for Circuit_Diagram schematics, which do not reliably carry it) | v0.8.3-patch
58 | AL.58 | Element | Element_Type=Power_Supply | Output_Power | FALSE | Float |  |  | in W | v0.5
59 | AL.59 | Element | Element_Type=Power_Supply | Output_Current | FALSE | Float |  |  | in A | v0.5
60 | AL.60 | Element | Element_Type=Power_Supply | Manufacturer | FALSE | String |  |  |  | v0.5
61 | AL.61 | Element | Element_Type=Power_Supply | Type_Designation | FALSE | String |  |  |  | v0.5
62 | AL.62 | Element | Element_Type=Power_Supply | Circuit_Topology | FALSE | Enum | Circuit_Topology |  |  | v0.5
63 | AL.63 | RepresentedItem | RepresentedItem_Type=Terminal_Strip | Function | FALSE | String |  |  |  | v0.5
64 | AL.64 | RepresentedItem | RepresentedItem_Type=Terminal_Strip | Voltage_Level | FALSE | Enum | Voltage_Level |  |  | v0.5
65 | AL.65 | RepresentedItem | RepresentedItem_Type=Terminal_Strip | Terminal_Count | FALSE | Integer |  |  |  | v0.5
66 | AL.66 | RepresentedItem | RepresentedItem_Type=Terminal_Strip | Terminal_System | FALSE | String |  |  |  | v0.5
67 | AL.67 | RepresentedItem | RepresentedItem_Type=Terminal_Strip | Position_in_Cabinet | FALSE | String |  |  |  | v0.5
68 | AL.68 | RepresentedItem | RepresentedItem_Type=Control_Cabinet | Cabinet_Manufacturer | FALSE | String |  |  | e.g. Rittal, Eldon | v0.5
69 | AL.69 | RepresentedItem | RepresentedItem_Type=Control_Cabinet | Cabinet_Type | FALSE | String |  |  |  | v0.5
70 | AL.70 | RepresentedItem | RepresentedItem_Type=Control_Cabinet | IP_Protection | FALSE | Enum | IP_Protection | IEC 60529 |  | v0.5
71 | AL.71 | RepresentedItem | RepresentedItem_Type=Control_Cabinet | Dimensions_HxWxD | FALSE | String |  |  | "1000x600x300 mm" | v0.5
72 | AL.72 | RepresentedItem | RepresentedItem_Type=Control_Cabinet | Terminal_Strip_Count | FALSE | Integer |  |  |  | v0.5
73 | AL.73 | Connection |  | Wire_Color | FALSE | Enum | Wire_Color | IEC 60757 | source word preserved in Object.Content_Text | v0.5
74 | AL.74 | Connection |  | Wire_Color_Secondary | FALSE | Enum | Wire_Color_Secondary | IEC 60757 | protective-conductor secondary color | v0.5
75 | AL.75 | Connection |  | Polarity | FALSE | Enum | Polarity | DIN VDE 0100-200 |  | v0.5
76 | AL.76 | Connection |  | Cross_Section | FALSE | Float |  | DIN VDE 0298 | mm2 | v0.5
77 | AL.77 | Connection |  | Wire_Number | FALSE | String |  |  |  | v0.5
78 | AL.78 | Connection |  | Cable_Number | FALSE | String |  |  |  | v0.5
79 | AL.79 | Connection |  | Cable_Type | FALSE | Enum | Cable_Type | DIN VDE 0281 |  | v0.5
80 | AL.80 | Connection |  | Total_Wire_Count | FALSE | Integer |  |  |  | v0.5
81 | AL.81 | Connection |  | Shielding | FALSE | Enum | Shielding |  |  | v0.5
82 | AL.82 | Connection |  | Connection_Type | FALSE | Enum | Connection_Type |  |  | v0.5
83 | AL.83 | Connection |  | Length | FALSE | Float |  |  | m | v0.5
84 | AL.84 | Connection |  | Connection_Point_From | FALSE | String |  |  |  | v0.5
85 | AL.85 | Connection |  | Connection_Point_To | FALSE | String |  |  |  | v0.5
86 | AL.86 | Connection |  | Remark | FALSE | String |  |  |  | v0.5
87 | AL.87 | Document | Document_Type=Circuit_Diagram | Document_Subtype | TRUE | Enum | Document_Subtype |  |  | v0.5.1
88 | AL.88 | Document |  | Source_Format | TRUE | Enum | Source_Format |  | Selects the P1/P3 extraction and cluster regime; exactly one row per workbook (I29) | v0.8
89 | AL.89 | Element |  | Current_Path_Number | FALSE | Integer |  |  | Vertical current-path number from sheet grid (S3.1) | v0.5.1
90 | AL.90 | Element | Element_Type ∈ {Main_Contact, Auxiliary_Contact} | Contact_Designation | TRUE | String |  |  | e.g. "1/2", "13/14" | v0.5.1
91 | AL.91 | Element | Element_Type=Coil | Coil_Voltage | FALSE | String |  |  | Inherited semantic from Contactor.Coil_Voltage | v0.5.1
92 | AL.92 | Element | Element_Type=Indicator_Lamp | Lamp_Color | FALSE | Enum | Wire_Color |  |  | v0.5.1
93 | AL.93 | Element | Element_Type=Indicator_Lamp | Lamp_Function | FALSE | String |  |  |  | v0.5.1
94 | AL.94 | Element | Element_Type=Indicator_Lamp | Rated_Voltage | FALSE | Float |  |  |  | v0.5.1
95 | AL.95 | Element | Element_Type=Indicator_Lamp | Manufacturer | FALSE | String |  |  |  | v0.5.1
96 | AL.96 | Element | Element_Type=Indicator_Lamp | Type_Designation | FALSE | String |  |  |  | v0.5.1
97 | AL.97 | Document |  | Project_Name | TRUE | String |  |  | Project-membership identifier for AG-eligibility (§11.10) | v0.8
98 | AL.98 | Document |  | Primary_RKZ | FALSE | String |  |  | Document-level bare sheet-path RKZ shadow | v0.8
99 | AL.99 | Document |  | Sheet_Number | FALSE | String |  |  | Project-internal sheet identifier from the title block | v0.8
100 | AL.100 | Document |  | Bearbeiter | FALSE | String |  |  | Processor/operator name as printed on the source title block | v0.8
101 | AL.101 | Document |  | Designation_Convention | FALSE | Enum | Designation_Convention |  |  | v0.8
102 | AL.102 | Document |  | Cross_Project_Reference | FALSE | String |  |  | Declares a cross-project Coil/Contact counterpart (AG1 false-positive suppression) | v0.8
103 | AL.103 | RepresentedItem | RepresentedItem_Type=PCE_Request | Loop_Description | FALSE | String |  |  | Free-text PCE loop description, source language, verbatim | v0.8
104 | AL.104 | Connection |  | Voltage_Level | FALSE | Enum | Voltage_Level |  | Consumed by I24 and Electrical_Node binding | v0.8
105 | AL.105 | Connection |  | Signal_Standard | FALSE | String |  |  | e.g. "4..20mA", "PROFIBUS" | v0.8
106 | AL.106 | Element | Document_Type=Circuit_Diagram | Path_Numbering_Grid | FALSE | Enum | Path_Numbering_Grid |  | Consumed by I26 | v0.8
107 | AL.107 | Element | Document_Type=Circuit_Diagram | Cross_Reference_Raw | FALSE | String |  |  | Verbatim raw cross-reference text, e.g. "(001.8-A)" | v0.5.1
108 | AL.108 | Element | Document_Type=Circuit_Diagram | Cross_Reference_Target_Document_Number | FALSE | String |  |  | Parsed Document_Number component | v0.5.1
109 | AL.109 | Element | Document_Type=Circuit_Diagram | Cross_Reference_Target_Path | FALSE | String |  |  | Parsed Current_Path_Number component | v0.5.1
110 | AL.110 | Element | Document_Type=Circuit_Diagram | Cross_Reference_Target_Row | FALSE | String |  |  | Parsed Row_Letter component | v0.5.1
111 | AL.111 | Element | Document_Type=Circuit_Diagram | Grid_Row | FALSE | String |  |  | Own horizontal grid row letter (A, B, C, ...) | v0.5.1
112 | AL.112 | Element | Document_Type=Instrument_Loop_Diagram | PCE_Channel_Suffix | FALSE | Enum | PCE_Channel_Suffix | IEC 62424 §6.6.2 | Signal-channel suffix (I/O/A+/A-/D) | v0.4
113 | AL.113 | Element | Document_Type=Instrument_Loop_Diagram | Cross_Reference_Raw | FALSE | String |  |  | Verbatim floating cross-reference annotation text | project-local
114 | AL.114 | Element | Element_Type=Auxiliary_Contactor | Coil_Voltage | FALSE | String |  |  | Project-local: mirrors Contactor per §5.4 ("Attributes identical to Contactor"), but deliberately OPTIONAL as of v0.8.3 -- reserve/unused Auxiliary_Contactor positions (relay slot reserved but not wired to a coil circuit) would otherwise fail Required-attribute checks for a position the source explicitly documents as unused. | v0.8.3
115 | AL.115 | Element | Element_Type=Auxiliary_Contactor | Rated_Operational_Current | FALSE | Float |  | IEC 60947-4-1 |  | project-local
116 | AL.116 | Element | Element_Type=Auxiliary_Contactor | Aux_Contact_NO_Count | FALSE | Integer |  |  |  | project-local
117 | AL.117 | Element | Element_Type=Auxiliary_Contactor | Aux_Contact_NC_Count | FALSE | Integer |  |  |  | project-local
118 | AL.118 | Element | Element_Type=Auxiliary_Contactor | Manufacturer | FALSE | String |  |  |  | project-local
119 | AL.119 | Element | Element_Type=Auxiliary_Contactor | Type_Designation | FALSE | String |  |  |  | project-local
120 | AL.120 | Element | Element_Type=Auxiliary_Contactor | Target_Load | FALSE | String |  |  | Reference to controlled equipment | project-local
121 | AL.121 | Element | Element_Type=Auxiliary_Contactor | Function_Scope | FALSE | Enum |  |  | Signal (default, class K) ¦ Power (override to class Q) per §5.4 discriminator | project-local
122 | AL.122 | Element | Element_Type=Motor | Manufacturer | FALSE | String |  |  |  | project-local
123 | AL.123 | Element | Element_Type=Motor | Type_Designation | FALSE | String |  |  |  | project-local
124 | AL.124 | Element | Element_Type=Motor | Target_Load | FALSE | String |  |  | e.g. "Ruehrer", "Pumpe" | project-local
125 | AL.125 | Element | Element_Type=Valve_Actuator | Manufacturer | FALSE | String |  |  |  | project-local
126 | AL.126 | Element | Element_Type=Valve_Actuator | Type_Designation | FALSE | String |  |  |  | project-local
127 | AL.127 | Element | Element_Type=Sensor | Manufacturer | FALSE | String |  |  |  | project-local
128 | AL.128 | Element | Element_Type=Sensor | Type_Designation | FALSE | String |  |  |  | project-local
129 | AL.129 | Element | Element_Type=Sensor | Measured_Variable | FALSE | String |  | DIN 19227-2 | e.g. "F" (flow), free-text density letter as drawn | project-local
130 | AL.130 | Element | Element_Type=Transducer | Manufacturer | FALSE | String |  |  |  | project-local
131 | AL.131 | Element | Element_Type=Transducer | Measured_Variable | FALSE | String |  | DIN 19227-2 | DIN 19227-2 measured-variable code as drawn on the transducer symbol | project-local
132 | AL.132 | Element | Element_Type=PLC_Module | Address | FALSE | String |  |  | I/O address as printed, e.g. "EW8", "E1.0" | project-local
133 | AL.133 | Element | Element_Type=PLC_Module | Module_Type | FALSE | String |  |  | Manufacturer order code, e.g. "331-7TF01-0AB1" | project-local
134 | AL.134 | Element | Element_Type=PLC_Module | Channel | FALSE | String |  |  | I/O channel number as printed | project-local
135 | AL.135 | Element | Element_Type=PLC_Module | Slot | FALSE | String |  |  | Rack/slot designation as printed | project-local
136 | AL.136 | Element | Element_Type=PLC_Module | Manufacturer | FALSE | String |  |  |  | project-local
137 | AL.137 | Element | Element_Type=Cabinet_Aggregate | Manufacturer | FALSE | String |  |  |  | project-local
138 | AL.138 | Element | Element_Type=Control_Cabinet | Manufacturer | FALSE | String |  |  |  | project-local
139 | AL.139 | Document |  | Project_Number | FALSE | String |  |  | Title-block "Projektnr./Projekt-Nr." field (distinct from Project_Name="Projekt" field) | project-local
140 | AL.140 | Document |  | Kunde | FALSE | String |  |  | Title-block customer field, verbatim (German) | project-local
141 | AL.141 | Document |  | Auftrag_Nr | FALSE | String |  |  | Title-block order-number field, verbatim | project-local
142 | AL.142 | Document |  | Zeichnungsnummer_Kunde | FALSE | String |  |  | Title-block "Zeichng. Nr. Kunde" field | project-local
143 | AL.143 | Document |  | Zeichnungsnummer_Planer | FALSE | String |  |  | Title-block "Zeichng. Nr. Planer" field | project-local
144 | AL.144 | Document |  | Ort | FALSE | String |  |  | Title-block "Ort" (site/location) field | project-local
145 | AL.145 | Document |  | Blatt | FALSE | String |  |  | Title-block sheet-of-set number ("Blatt") | project-local
146 | AL.146 | Document |  | Von | FALSE | String |  |  | Title-block total-sheets-in-set number ("Von") | project-local
147 | AL.147 | Document |  | Norm | FALSE | String |  |  | Title-block "Norm" field | project-local
148 | AL.148 | Document |  | Gepr_von | FALSE | String |  |  | Title-block "Gepr." (checked-by) field | project-local
149 | AL.149 | Element | Element_Type=Fuse AND Document_Type=Circuit_Diagram | Rated_Current | FALSE | Float |  |  | Nominal current I_n in A (optional for Circuit_Diagram: a pure wiring schematic does not structurally carry device nameplate/rating data -- confirmed absent from the source; populate when the drafter chose to annotate it inline, otherwise leave unpopulated) | v0.8.3-patch
150 | AL.150 | Element | Element_Type=Circuit_Breaker AND Document_Type=Circuit_Diagram | Rated_Current | FALSE | Float |  |  | Nominal current I_n in A (optional for Circuit_Diagram: a pure wiring schematic does not structurally carry device nameplate/rating data -- confirmed absent from the source; populate when the drafter chose to annotate it inline, otherwise leave unpopulated) | v0.8.3-patch
151 | AL.151 | Element | Element_Type=Power_Supply AND Document_Type=Circuit_Diagram | Input_Voltage | FALSE | String |  |  | e.g. "230 V AC" (optional for Circuit_Diagram: a pure wiring schematic does not structurally carry device nameplate/rating data -- confirmed absent from the source; populate when the drafter chose to annotate it inline, otherwise leave unpopulated) | v0.8.3-patch
152 | AL.152 | Element | Element_Type=Power_Supply AND Document_Type=Circuit_Diagram | Output_Voltage | FALSE | String |  |  | e.g. "24 V DC" (optional for Circuit_Diagram: a pure wiring schematic does not structurally carry device nameplate/rating data -- confirmed absent from the source; populate when the drafter chose to annotate it inline, otherwise leave unpopulated) | v0.8.3-patch

## Enum_Lookup
Index | Enum_Lookup_ID | Field_Name | Allowed_Value | Description | Normative_Reference
1 | EL.1 | Document_Type | Instrument_Loop_Diagram |  | Schema
2 | EL.2 | Document_Type | Terminal_Diagram |  | Schema
3 | EL.3 | Document_Type | Circuit_Diagram |  | Schema
4 | EL.4 | Document_Subtype | Primary | Primaerstromkreis / primary circuit | Schema
5 | EL.5 | Document_Subtype | Secondary | Sekundaerstromkreis / secondary circuit | Schema
6 | EL.6 | RepresentedItem_Type | PCE_Request |  | Schema
7 | EL.7 | RepresentedItem_Type | Terminal_Strip |  | Schema
8 | EL.8 | RepresentedItem_Type | Circuit |  | Schema
9 | EL.9 | RepresentedItem_Type | Plant_Section |  | Schema
10 | EL.10 | RepresentedItem_Type | Control_Cabinet |  | Schema
11 | EL.11 | RepresentedItem_Type | Distribution_Panel |  | Schema
12 | EL.12 | RepresentedItem_Type | Function_Group |  | Schema
13 | EL.13 | Element_Type | Sensor |  | Schema (§5, §9.3 Master table)
14 | EL.14 | Element_Type | Transducer |  | Schema (§5, §9.3 Master table)
15 | EL.15 | Element_Type | Valve_Actuator |  | Schema (§5, §9.3 Master table)
16 | EL.16 | Element_Type | Motor |  | Schema (§5, §9.3 Master table)
17 | EL.17 | Element_Type | Actuator |  | Schema (§5, §9.3 Master table)
18 | EL.18 | Element_Type | Consumer |  | Schema (§5, §9.3 Master table)
19 | EL.19 | Element_Type | Terminal |  | Schema (§5, §9.3 Master table)
20 | EL.20 | Element_Type | Terminal_Strip |  | Schema (§5, §9.3 Master table)
21 | EL.21 | Element_Type | Contactor |  | Schema (§5, §9.3 Master table)
22 | EL.22 | Element_Type | Auxiliary_Contactor |  | Schema (§5, §9.3 Master table)
23 | EL.23 | Element_Type | Fuse |  | Schema (§5, §9.3 Master table)
24 | EL.24 | Element_Type | Circuit_Breaker |  | Schema (§5, §9.3 Master table)
25 | EL.25 | Element_Type | Switch |  | Schema (§5, §9.3 Master table)
26 | EL.26 | Element_Type | Socket_Outlet |  | Schema (§5, §9.3 Master table)
27 | EL.27 | Element_Type | Power_Supply |  | Schema (§5, §9.3 Master table)
28 | EL.28 | Element_Type | PLC_Module |  | Schema (§5, §9.3 Master table)
29 | EL.29 | Element_Type | Coil |  | Schema (§5, §9.3 Master table)
30 | EL.30 | Element_Type | Main_Contact |  | Schema (§5, §9.3 Master table)
31 | EL.31 | Element_Type | Auxiliary_Contact |  | Schema (§5, §9.3 Master table)
32 | EL.32 | Element_Type | Indicator_Lamp |  | Schema (§5, §9.3 Master table)
33 | EL.33 | Element_Type | Control_Cabinet |  | Schema (§5, §9.3 Master table)
34 | EL.34 | Element_Type | Cabinet_Aggregate |  | Schema (§5, §9.3 Master table)
35 | EL.35 | Element_Type | Thermostat |  | Schema (§5, §9.3 Master table)
36 | EL.36 | Element_Type | Heater |  | Schema (§5, §9.3 Master table)
37 | EL.37 | Classification_System | IEC 81346-2 |  | Schema / referenced norms
38 | EL.38 | Classification_System | IEC 62424 |  | Schema / referenced norms
39 | EL.39 | Classification_System | IEC 60617-2 |  | Schema / referenced norms
40 | EL.40 | Classification_System | IEC 60617-3 |  | Schema / referenced norms
41 | EL.41 | Classification_System | IEC 60617-6 |  | Schema / referenced norms
42 | EL.42 | Classification_System | IEC 60617-7 |  | Schema / referenced norms
43 | EL.43 | Classification_System | IEC 60617-8 |  | Schema / referenced norms
44 | EL.44 | Classification_System | DIN 19227-2 |  | Schema / referenced norms
45 | EL.45 | Source_Format | PDF_Drawing |  | Schema
46 | EL.46 | Source_Format | Excel_Sheet |  | Schema
47 | EL.47 | Source_Format | Verschaltungsliste |  | Schema
48 | EL.48 | Source_Format | Manual_Entry |  | Schema
49 | EL.49 | Scope | Document |  | Schema
50 | EL.50 | Scope | Element |  | Schema
51 | EL.51 | Scope | RepresentedItem |  | Schema
52 | EL.52 | Scope | Connection |  | Schema
53 | EL.53 | Match_Status | Matched |  | M-rules
54 | EL.54 | Match_Status | Only_TopDown |  | M-rules
55 | EL.55 | Match_Status | Only_Cluster |  | M-rules
56 | EL.56 | Match_Rule | M1_Primary_RKZ |  | M-rules
57 | EL.57 | Match_Rule | M2_Spatial |  | M-rules
58 | EL.58 | Match_Rule | Manual_Resolution |  | M-rules
59 | EL.59 | Match_Rule | Not_Applicable |  | M-rules
60 | EL.60 | Resolution_Status | Open |  | Schema
61 | EL.61 | Resolution_Status | Resolved_AutoMatch |  | Schema
62 | EL.62 | Resolution_Status | Resolved_KeepBoth |  | Schema
63 | EL.63 | Resolution_Status | Resolved_TopDown_Valid |  | Schema
64 | EL.64 | Resolution_Status | Resolved_Cluster_Valid |  | Schema
65 | EL.65 | Resolution_Status | Rejected |  | Schema
66 | EL.66 | Connection_Type | Wire |  | Schema
67 | EL.67 | Connection_Type | Bridge_Longitudinal |  | Schema
68 | EL.68 | Connection_Type | Bridge_Cross_Fixed |  | Schema
69 | EL.69 | Connection_Type | Bridge_Cross_Pluggable |  | Schema
70 | EL.70 | Connection_Type | Bridge_Insulated |  | Schema
71 | EL.71 | Connection_Status | Resolved |  | P9, E4, C3
72 | EL.72 | Connection_Status | Unresolved |  | P9, E4, C3
73 | EL.73 | Object_Type | Text |  | A4
74 | EL.74 | Object_Type | Graphic |  | A4
75 | EL.75 | Object_Type | Topology |  | A4
76 | EL.76 | Object_Role | Connection_Point |  | Schema (§A.7, C3)
77 | EL.77 | Object_Role | Label |  | Schema (§A.7, C3)
78 | EL.78 | Object_Role | Symbol |  | Schema (§A.7, C3)
79 | EL.79 | Object_Role | Border |  | Schema (§A.7, C3)
80 | EL.80 | Object_Role | Annotation |  | Schema (§A.7, C3)
81 | EL.81 | Object_Role | Topology |  | Schema (§A.7, C3)
82 | EL.82 | Geometry_Type | rect |  | Schema (§A.7)
83 | EL.83 | Geometry_Type | line |  | Schema (§A.7)
84 | EL.84 | Geometry_Type | path |  | Schema (§A.7)
85 | EL.85 | Source_Operation | Tj |  | Schema (PDF operators per ISO 32000-1; schema-internal markers for non-PDF sources)
86 | EL.86 | Source_Operation | TJ |  | Schema (PDF operators per ISO 32000-1; schema-internal markers for non-PDF sources)
87 | EL.87 | Source_Operation | ' |  | Schema (PDF operators per ISO 32000-1; schema-internal markers for non-PDF sources)
88 | EL.88 | Source_Operation | " |  | Schema (PDF operators per ISO 32000-1; schema-internal markers for non-PDF sources)
89 | EL.89 | Source_Operation | f |  | Schema (PDF operators per ISO 32000-1; schema-internal markers for non-PDF sources)
90 | EL.90 | Source_Operation | F |  | Schema (PDF operators per ISO 32000-1; schema-internal markers for non-PDF sources)
91 | EL.91 | Source_Operation | f* |  | Schema (PDF operators per ISO 32000-1; schema-internal markers for non-PDF sources)
92 | EL.92 | Source_Operation | S |  | Schema (PDF operators per ISO 32000-1; schema-internal markers for non-PDF sources)
93 | EL.93 | Source_Operation | s |  | Schema (PDF operators per ISO 32000-1; schema-internal markers for non-PDF sources)
94 | EL.94 | Source_Operation | B |  | Schema (PDF operators per ISO 32000-1; schema-internal markers for non-PDF sources)
95 | EL.95 | Source_Operation | b |  | Schema (PDF operators per ISO 32000-1; schema-internal markers for non-PDF sources)
96 | EL.96 | Source_Operation | re |  | Schema (PDF operators per ISO 32000-1; schema-internal markers for non-PDF sources)
97 | EL.97 | Source_Operation | Cell |  | Schema (PDF operators per ISO 32000-1; schema-internal markers for non-PDF sources)
98 | EL.98 | Source_Operation | VL_Row |  | Schema (PDF operators per ISO 32000-1; schema-internal markers for non-PDF sources)
99 | EL.99 | Source_Operation | Manual_Entry |  | Schema (PDF operators per ISO 32000-1; schema-internal markers for non-PDF sources)
100 | EL.100 | Source_Role | Label |  | Schema (E-rules)
101 | EL.101 | Source_Role | Value |  | Schema (E-rules)
102 | EL.102 | Source_Role | Symbol |  | Schema (E-rules)
103 | EL.103 | Cluster_Type | Containment |  | C0-C3
104 | EL.104 | Cluster_Type | Proximity |  | C0-C3
105 | EL.105 | Cluster_Type | Topology |  | C0-C3
106 | EL.106 | Cluster_Type | Pre_Existing_Structural |  | C0-C3
107 | EL.107 | Membership_Reason | Containment |  | C0-C2
108 | EL.108 | Membership_Reason | Proximity |  | C0-C2
109 | EL.109 | Membership_Reason | Pre_Existing_Structural |  | C0-C2
110 | EL.110 | Membership_Status | Confirmed |  | Schema
111 | EL.111 | Membership_Status | Inferred |  | Schema
112 | EL.112 | Topology_Validation_Status | Valid_Connection |  | C3
113 | EL.113 | Topology_Validation_Status | Unresolved |  | C3
114 | EL.114 | Rule_Category | A |  | Schema
115 | EL.115 | Rule_Category | C |  | Schema
116 | EL.116 | Rule_Category | M |  | Schema
117 | EL.117 | Rule_Category | P |  | Schema
118 | EL.118 | Rule_Category | E |  | Schema
119 | EL.119 | Rule_Category | K |  | Schema
120 | EL.120 | Rule_Category | I |  | Schema
121 | EL.121 | Rule_Category | S |  | Schema
122 | EL.122 | Rule_Category | AG |  | Schema
123 | EL.123 | Data_Type | String |  | Schema
124 | EL.124 | Data_Type | Enum |  | Schema
125 | EL.125 | Data_Type | Integer |  | Schema
126 | EL.126 | Data_Type | Float |  | Schema
127 | EL.127 | Data_Type | Boolean |  | Schema
128 | EL.128 | Data_Type | FK |  | Schema
129 | EL.129 | Data_Type | Date |  | Schema
130 | EL.130 | Data_Type | DateTime |  | Schema
131 | EL.131 | Source | TopDown |  | Schema
132 | EL.132 | Source | Cluster |  | Schema
133 | EL.133 | Source | Matched |  | Schema
134 | EL.134 | Source | Manual_Entry |  | Schema
135 | EL.135 | Source | Rule_Derived |  | Schema
136 | EL.136 | CAEX_Type | InternalElement |  | CAEX / AML convention
137 | EL.137 | CAEX_Type | ExternalInterface |  | CAEX / AML convention
138 | EL.138 | Relationship_Type | Primary |  | Schema
139 | EL.139 | Relationship_Type | Shared |  | Schema
140 | EL.140 | Relationship_Type | Secondary |  | Schema
141 | EL.141 | Derivation_Status | Element_Derived |  | Schema
142 | EL.142 | Derivation_Status | No_Element_Derivable |  | Schema
143 | EL.143 | Derivation_Status | Ambiguous |  | Schema
144 | EL.144 | Derivation_Status | Failed |  | Schema
145 | EL.145 | Extraction_Method | OCR |  | Schema
146 | EL.146 | Extraction_Method | Native_Text |  | Schema
147 | EL.147 | Extraction_Method | LLM_Classification |  | Schema
148 | EL.148 | Extraction_Method | Manual_Entry |  | Schema
149 | EL.149 | Extraction_Method | Rule_Based_Parser |  | Schema
150 | EL.150 | Classified_Object_Type | Element |  | Schema
151 | EL.151 | Classified_Object_Type | RepresentedItem |  | Schema
152 | EL.152 | Classified_Object_Type | Connection |  | Schema
153 | EL.153 | Classified_Object_Type | Document |  | Schema
154 | EL.154 | Aspect | Function |  | IEC 81346-1 Ed.2 (2009) three main aspects
155 | EL.155 | Aspect | Location |  | IEC 81346-1 Ed.2 (2009) three main aspects
156 | EL.156 | Aspect | Product |  | IEC 81346-1 Ed.2 (2009) three main aspects
157 | EL.157 | Designation_Convention | IEC_81346_Conformant |  | Schema
158 | EL.158 | Designation_Convention | DIN_19227_2_Legacy |  | Schema
159 | EL.159 | Designation_Convention | Mixed |  | Schema
160 | EL.160 | Designation_Convention | Other |  | Schema
161 | EL.161 | Path_Numbering_Grid | Strompfad |  | Schema (§9.2; I26)
162 | EL.162 | Path_Numbering_Grid | None |  | Schema (§9.2; I26)
163 | EL.163 | Node_Type | Star_Point |  | Schema
164 | EL.164 | Node_Type | Ring_Node |  | Schema
165 | EL.165 | Node_Type | Bus_Tap |  | Schema
166 | EL.166 | Node_Type | Junction |  | Schema
167 | EL.167 | Shielding | Shielded |  | Schema
168 | EL.168 | Shielding | Unshielded |  | Schema
169 | EL.169 | Shielding | Foil |  | Schema
170 | EL.170 | Shielding | Braid |  | Schema
171 | EL.171 | Parsing_Status | Parsed_OK |  | Schema
172 | EL.172 | Parsing_Status | Parsed_Ambiguous |  | Schema
173 | EL.173 | Parsing_Status | Parsed_Failed |  | Schema
174 | EL.174 | Topic_Identification_Status | Confirmed |  | Schema
175 | EL.175 | Topic_Identification_Status | Inferred |  | Schema
176 | EL.176 | Topic_Identification_Status | Ambiguous |  | Schema
177 | EL.177 | Topic_Identification_Status | Failed |  | Schema
178 | EL.178 | Layer_Type | Voltage_Level |  | Schema (§A.O2)
179 | EL.179 | Layer_Type | Functional_Section |  | Schema (§A.O2)
180 | EL.180 | Layer_Type | Signal_Group |  | Schema (§A.O2)
181 | EL.181 | Layer_Type | Protection_Group |  | Schema (§A.O2)
182 | EL.182 | Cable_Modeling_Profile | Core |  | Schema (§A.O3)
183 | EL.183 | Cable_Modeling_Profile | Asset |  | Schema (§A.O3)
184 | EL.184 | Review_Status | Unreviewed |  | Schema (F3)
185 | EL.185 | Review_Status | Requires_Review |  | Schema (F3)
186 | EL.186 | Review_Status | Auto_Approved |  | Schema (F3)
187 | EL.187 | Review_Status | Manually_Reviewed |  | Schema (F3)
188 | EL.188 | Review_Status | Manually_Corrected |  | Schema (F3)
189 | EL.189 | Review_Status | Rejected |  | Schema (F3)
190 | EL.190 | Voltage_Level | 230V_AC |  | Schema (§5.10, I24)
191 | EL.191 | Voltage_Level | 400V_AC |  | Schema (§5.10, I24)
192 | EL.192 | Voltage_Level | 24V_DC |  | Schema (§5.10, I24)
193 | EL.193 | Voltage_Level | Signal_4_20mA |  | Schema (§5.10, I24)
194 | EL.194 | Voltage_Level | Signal_0_10V |  | Schema (§5.10, I24)
195 | EL.195 | Voltage_Level | Bus_Signal |  | Schema (§5.10, I24)
196 | EL.196 | Wire_Color | BK | schwarz / black | IEC 60757
197 | EL.197 | Wire_Color | BN | braun / brown | IEC 60757
198 | EL.198 | Wire_Color | RD | rot / red | IEC 60757
199 | EL.199 | Wire_Color | OG | orange / orange | IEC 60757
200 | EL.200 | Wire_Color | YE | gelb / yellow | IEC 60757
201 | EL.201 | Wire_Color | GN | gruen / green | IEC 60757
202 | EL.202 | Wire_Color | BU | blau / blue | IEC 60757
203 | EL.203 | Wire_Color | VT | violett / violet | IEC 60757
204 | EL.204 | Wire_Color | GY | grau / grey | IEC 60757
205 | EL.205 | Wire_Color | WH | weiss / white | IEC 60757
206 | EL.206 | Wire_Color | PK | rosa / pink | IEC 60757
207 | EL.207 | Wire_Color | TQ | tuerkis / turquoise | IEC 60757
208 | EL.208 | Wire_Color | GNYE | gruen-gelb / green-yellow | IEC 60757
209 | EL.209 | Wire_Color_Secondary | BK |  | IEC 60757
210 | EL.210 | Wire_Color_Secondary | BN |  | IEC 60757
211 | EL.211 | Wire_Color_Secondary | RD |  | IEC 60757
212 | EL.212 | Wire_Color_Secondary | OG |  | IEC 60757
213 | EL.213 | Wire_Color_Secondary | YE |  | IEC 60757
214 | EL.214 | Wire_Color_Secondary | GN |  | IEC 60757
215 | EL.215 | Wire_Color_Secondary | BU |  | IEC 60757
216 | EL.216 | Wire_Color_Secondary | VT |  | IEC 60757
217 | EL.217 | Wire_Color_Secondary | GY |  | IEC 60757
218 | EL.218 | Wire_Color_Secondary | WH |  | IEC 60757
219 | EL.219 | Wire_Color_Secondary | PK |  | IEC 60757
220 | EL.220 | Wire_Color_Secondary | TQ |  | IEC 60757
221 | EL.221 | Wire_Color_Secondary | GNYE |  | IEC 60757
222 | EL.222 | Polarity | L1 |  | DIN VDE 0100-200 / IEC 60445
223 | EL.223 | Polarity | L2 |  | DIN VDE 0100-200 / IEC 60445
224 | EL.224 | Polarity | L3 |  | DIN VDE 0100-200 / IEC 60445
225 | EL.225 | Polarity | L |  | DIN VDE 0100-200 / IEC 60445
226 | EL.226 | Polarity | N |  | DIN VDE 0100-200 / IEC 60445
227 | EL.227 | Polarity | PE |  | DIN VDE 0100-200 / IEC 60445
228 | EL.228 | Polarity | PEN |  | DIN VDE 0100-200 / IEC 60445
229 | EL.229 | Polarity | L+ |  | DIN VDE 0100-200 / IEC 60445
230 | EL.230 | Polarity | L- |  | DIN VDE 0100-200 / IEC 60445
231 | EL.231 | Polarity | G+ |  | DIN VDE 0100-200 / IEC 60445
232 | EL.232 | Polarity | G- |  | DIN VDE 0100-200 / IEC 60445
233 | EL.233 | Polarity | V+ |  | DIN VDE 0100-200 / IEC 60445
234 | EL.234 | Polarity | V- |  | DIN VDE 0100-200 / IEC 60445
235 | EL.235 | Polarity | FE |  | DIN VDE 0100-200 / IEC 60445
236 | EL.236 | Polarity | AC |  | DIN VDE 0100-200 / IEC 60445
237 | EL.237 | Polarity | DC |  | DIN VDE 0100-200 / IEC 60445
238 | EL.238 | IEC_81346_2_Class | A |  | IEC 81346-2:2009 Ed.2 Table 1 (D,J,L,N,Z reserved; I,O not applied; Y carried with Ed.2 reserved caveat)
239 | EL.239 | IEC_81346_2_Class | B |  | IEC 81346-2:2009 Ed.2 Table 1 (D,J,L,N,Z reserved; I,O not applied; Y carried with Ed.2 reserved caveat)
240 | EL.240 | IEC_81346_2_Class | C |  | IEC 81346-2:2009 Ed.2 Table 1 (D,J,L,N,Z reserved; I,O not applied; Y carried with Ed.2 reserved caveat)
241 | EL.241 | IEC_81346_2_Class | E |  | IEC 81346-2:2009 Ed.2 Table 1 (D,J,L,N,Z reserved; I,O not applied; Y carried with Ed.2 reserved caveat)
242 | EL.242 | IEC_81346_2_Class | F |  | IEC 81346-2:2009 Ed.2 Table 1 (D,J,L,N,Z reserved; I,O not applied; Y carried with Ed.2 reserved caveat)
243 | EL.243 | IEC_81346_2_Class | G |  | IEC 81346-2:2009 Ed.2 Table 1 (D,J,L,N,Z reserved; I,O not applied; Y carried with Ed.2 reserved caveat)
244 | EL.244 | IEC_81346_2_Class | H |  | IEC 81346-2:2009 Ed.2 Table 1 (D,J,L,N,Z reserved; I,O not applied; Y carried with Ed.2 reserved caveat)
245 | EL.245 | IEC_81346_2_Class | K |  | IEC 81346-2:2009 Ed.2 Table 1 (D,J,L,N,Z reserved; I,O not applied; Y carried with Ed.2 reserved caveat)
246 | EL.246 | IEC_81346_2_Class | M |  | IEC 81346-2:2009 Ed.2 Table 1 (D,J,L,N,Z reserved; I,O not applied; Y carried with Ed.2 reserved caveat)
247 | EL.247 | IEC_81346_2_Class | P |  | IEC 81346-2:2009 Ed.2 Table 1 (D,J,L,N,Z reserved; I,O not applied; Y carried with Ed.2 reserved caveat)
248 | EL.248 | IEC_81346_2_Class | Q |  | IEC 81346-2:2009 Ed.2 Table 1 (D,J,L,N,Z reserved; I,O not applied; Y carried with Ed.2 reserved caveat)
249 | EL.249 | IEC_81346_2_Class | R |  | IEC 81346-2:2009 Ed.2 Table 1 (D,J,L,N,Z reserved; I,O not applied; Y carried with Ed.2 reserved caveat)
250 | EL.250 | IEC_81346_2_Class | S |  | IEC 81346-2:2009 Ed.2 Table 1 (D,J,L,N,Z reserved; I,O not applied; Y carried with Ed.2 reserved caveat)
251 | EL.251 | IEC_81346_2_Class | T |  | IEC 81346-2:2009 Ed.2 Table 1 (D,J,L,N,Z reserved; I,O not applied; Y carried with Ed.2 reserved caveat)
252 | EL.252 | IEC_81346_2_Class | U |  | IEC 81346-2:2009 Ed.2 Table 1 (D,J,L,N,Z reserved; I,O not applied; Y carried with Ed.2 reserved caveat)
253 | EL.253 | IEC_81346_2_Class | V |  | IEC 81346-2:2009 Ed.2 Table 1 (D,J,L,N,Z reserved; I,O not applied; Y carried with Ed.2 reserved caveat)
254 | EL.254 | IEC_81346_2_Class | W |  | IEC 81346-2:2009 Ed.2 Table 1 (D,J,L,N,Z reserved; I,O not applied; Y carried with Ed.2 reserved caveat)
255 | EL.255 | IEC_81346_2_Class | X |  | IEC 81346-2:2009 Ed.2 Table 1 (D,J,L,N,Z reserved; I,O not applied; Y carried with Ed.2 reserved caveat)
256 | EL.256 | IEC_81346_2_Class | Y |  | IEC 81346-2:2009 Ed.2 Table 1 (D,J,L,N,Z reserved; I,O not applied; Y carried with Ed.2 reserved caveat)
257 | EL.257 | PCE_Channel_Suffix | I |  | IEC 62424 §6.6.2 (project-extensible)
258 | EL.258 | PCE_Channel_Suffix | O |  | IEC 62424 §6.6.2 (project-extensible)
259 | EL.259 | PCE_Channel_Suffix | A+ |  | IEC 62424 §6.6.2 (project-extensible)
260 | EL.260 | PCE_Channel_Suffix | A- |  | IEC 62424 §6.6.2 (project-extensible)
261 | EL.261 | PCE_Channel_Suffix | D |  | IEC 62424 §6.6.2 (project-extensible)
262 | EL.262 | Terminal_Type | FeedThrough_Terminal |  | IEC 60947-7-1 (project-extensible)
263 | EL.263 | Terminal_Type | DoubleLevel_Terminal_Internal_Connected |  | IEC 60947-7-1 (project-extensible)
264 | EL.264 | Terminal_Type | DoubleLevel_Terminal_Internal_Separated |  | IEC 60947-7-1 (project-extensible)
265 | EL.265 | Terminal_Type | MultiLevel_Terminal |  | IEC 60947-7-1 (project-extensible)
266 | EL.266 | Terminal_Type | Disconnect_Terminal |  | IEC 60947-7-1 (project-extensible)
267 | EL.267 | Terminal_Type | Pluggable_Terminal |  | IEC 60947-7-1 (project-extensible)
268 | EL.268 | Terminal_Type | SpringClamp_Terminal |  | IEC 60947-7-1 (project-extensible)
269 | EL.269 | Terminal_Type | Screw_Terminal |  | IEC 60947-7-1 (project-extensible)
270 | EL.270 | Switch_Type | Main_Switch |  | IEC 60947 (project-extensible)
271 | EL.271 | Switch_Type | Selector_Switch |  | IEC 60947 (project-extensible)
272 | EL.272 | Switch_Type | Push_Button_NO |  | IEC 60947 (project-extensible)
273 | EL.273 | Switch_Type | Push_Button_NC |  | IEC 60947 (project-extensible)
274 | EL.274 | Switch_Type | Emergency_Stop |  | IEC 60947 (project-extensible)
275 | EL.275 | Switch_Type | Limit_Switch |  | IEC 60947 (project-extensible)
276 | EL.276 | Switch_Type | Pressure_Switch |  | IEC 60947 (project-extensible)
277 | EL.277 | Switch_Type | Temperature_Switch |  | IEC 60947 (project-extensible)
278 | EL.278 | Switch_Type | Float_Switch |  | IEC 60947 (project-extensible)
279 | EL.279 | Switch_Type | Toggle_Switch |  | IEC 60947 (project-extensible)
280 | EL.280 | Switch_Type | Rotary_Switch |  | IEC 60947 (project-extensible)
281 | EL.281 | Switch_Type | Key_Switch |  | IEC 60947 (project-extensible)
282 | EL.282 | Cable_Type | NYM |  | DIN VDE 0281 / manufacturer spec (project-extensible)
283 | EL.283 | Cable_Type | NYY |  | DIN VDE 0281 / manufacturer spec (project-extensible)
284 | EL.284 | Cable_Type | H07V-K |  | DIN VDE 0281 / manufacturer spec (project-extensible)
285 | EL.285 | Cable_Type | LiYCY |  | DIN VDE 0281 / manufacturer spec (project-extensible)
286 | EL.286 | Cable_Type | LiYY |  | DIN VDE 0281 / manufacturer spec (project-extensible)
287 | EL.287 | Cable_Type | JE-LiYCY |  | DIN VDE 0281 / manufacturer spec (project-extensible)
288 | EL.288 | Cable_Type | JZ-500 |  | DIN VDE 0281 / manufacturer spec (project-extensible)
289 | EL.289 | Socket_Type | Schuko |  | IEC 60309 / IEC 60884 (project-extensible)
290 | EL.290 | Socket_Type | CEE_16A_3P |  | IEC 60309 / IEC 60884 (project-extensible)
291 | EL.291 | Socket_Type | CEE_16A_5P |  | IEC 60309 / IEC 60884 (project-extensible)
292 | EL.292 | Socket_Type | CEE_32A_5P |  | IEC 60309 / IEC 60884 (project-extensible)
293 | EL.293 | Socket_Type | French_Type |  | IEC 60309 / IEC 60884 (project-extensible)
294 | EL.294 | Socket_Type | USB |  | IEC 60309 / IEC 60884 (project-extensible)
295 | EL.295 | Protection_Form | Fuse_NH |  | IEC 60269 / IEC 60898-1 / IEC 61009 / IEC 61008 (project-extensible)
296 | EL.296 | Protection_Form | Fuse_Diazed |  | IEC 60269 / IEC 60898-1 / IEC 61009 / IEC 61008 (project-extensible)
297 | EL.297 | Protection_Form | MCB |  | IEC 60269 / IEC 60898-1 / IEC 61009 / IEC 61008 (project-extensible)
298 | EL.298 | Protection_Form | RCBO |  | IEC 60269 / IEC 60898-1 / IEC 61009 / IEC 61008 (project-extensible)
299 | EL.299 | Protection_Form | RCD |  | IEC 60269 / IEC 60898-1 / IEC 61009 / IEC 61008 (project-extensible)
300 | EL.300 | Utilization_Category | AC-1 |  | IEC 60947-4-1 (project-extensible)
301 | EL.301 | Utilization_Category | AC-3 |  | IEC 60947-4-1 (project-extensible)
302 | EL.302 | Utilization_Category | AC-4 |  | IEC 60947-4-1 (project-extensible)
303 | EL.303 | Utilization_Category | AC-15 |  | IEC 60947-4-1 (project-extensible)
304 | EL.304 | Utilization_Category | DC-1 |  | IEC 60947-4-1 (project-extensible)
305 | EL.305 | Utilization_Category | DC-3 |  | IEC 60947-4-1 (project-extensible)
306 | EL.306 | Trip_Characteristic | B |  | IEC 60898-1 / IEC 60269 (project-extensible)
307 | EL.307 | Trip_Characteristic | C |  | IEC 60898-1 / IEC 60269 (project-extensible)
308 | EL.308 | Trip_Characteristic | D |  | IEC 60898-1 / IEC 60269 (project-extensible)
309 | EL.309 | Trip_Characteristic | K |  | IEC 60898-1 / IEC 60269 (project-extensible)
310 | EL.310 | Trip_Characteristic | Z |  | IEC 60898-1 / IEC 60269 (project-extensible)
311 | EL.311 | Trip_Characteristic | gG |  | IEC 60898-1 / IEC 60269 (project-extensible)
312 | EL.312 | Trip_Characteristic | gL |  | IEC 60898-1 / IEC 60269 (project-extensible)
313 | EL.313 | Trip_Characteristic | aM |  | IEC 60898-1 / IEC 60269 (project-extensible)
314 | EL.314 | IP_Protection | IP00 |  | IEC 60529 (project-extensible)
315 | EL.315 | IP_Protection | IP20 |  | IEC 60529 (project-extensible)
316 | EL.316 | IP_Protection | IP44 |  | IEC 60529 (project-extensible)
317 | EL.317 | IP_Protection | IP54 |  | IEC 60529 (project-extensible)
318 | EL.318 | IP_Protection | IP55 |  | IEC 60529 (project-extensible)
319 | EL.319 | IP_Protection | IP65 |  | IEC 60529 (project-extensible)
320 | EL.320 | IP_Protection | IP67 |  | IEC 60529 (project-extensible)
321 | EL.321 | IP_Protection | IP68 |  | IEC 60529 (project-extensible)
322 | EL.322 | IP_Protection | IP69K |  | IEC 60529 (project-extensible)
323 | EL.323 | Residual_Current_Type | AC |  | IEC TR 60755 (project-extensible)
324 | EL.324 | Residual_Current_Type | A |  | IEC TR 60755 (project-extensible)
325 | EL.325 | Residual_Current_Type | F |  | IEC TR 60755 (project-extensible)
326 | EL.326 | Residual_Current_Type | B |  | IEC TR 60755 (project-extensible)
327 | EL.327 | Residual_Current_Type | B+ |  | IEC TR 60755 (project-extensible)
328 | EL.328 | Mounting_Type | Surface |  | Schema (§5.8; project-extensible)
329 | EL.329 | Mounting_Type | Flush |  | Schema (§5.8; project-extensible)
330 | EL.330 | Mounting_Type | DIN_Rail |  | Schema (§5.8; project-extensible)
331 | EL.331 | Mounting_Type | Wall |  | Schema (§5.8; project-extensible)
332 | EL.332 | Circuit_Topology | linear |  | Schema (§5.9; project-extensible)
333 | EL.333 | Circuit_Topology | switched |  | Schema (§5.9; project-extensible)
334 | EL.334 | Circuit_Topology | galvanically_isolated |  | Schema (§5.9; project-extensible)
335 | EL.335 | Circuit_Topology | non_isolated |  | Schema (§5.9; project-extensible)
336 | EL.336 | Function_Scope | Signal | Steuersignal-Verarbeitung / control-signal processing (default) | project-local (§5.4 discriminator)
337 | EL.337 | Function_Scope | Power | Leistungsschaltung / power switching (override) | project-local (§5.4 discriminator)
338 | EL.338 | Element_Type | Connection_Point | generierter Anschlusspunkt / generated CAEX connection-point sub-element (all document types) | Schema (§5.13, §9.3) — added v0.8.3

## Document_Data_Source
Index | Document_Data_ID | Source_Object_ID | Source_Role | Extraction_Method | Confidence | Reviewed_By | Review_Status | Correction_Reason | Extraction_Timestamp | SemanticID
1 | DD.1 | O.27 | Value | Native_Text
2 | DD.2 | O.28 | Value | Native_Text
3 | DD.3 | O.294 | Value | Native_Text
4 | DD.4 | O.25 | Value | Native_Text
5 | DD.5 | O.25 | Value | Native_Text
6 | DD.6 | O.42 | Value | Native_Text
7 | DD.7 | O.295 | Value | Native_Text

## Revision_Data_Source
Index | Revision_ID | Source_Object_ID | Source_Role | Extraction_Method | Confidence | Reviewed_By | Review_Status | Correction_Reason | Extraction_Timestamp | SemanticID
1 | R.1 | O.41 | Value | Native_Text

## Element_Classification_Source
Index | Classification_ID | Source_Object_ID | Source_Role | Extraction_Method | Confidence | Reviewed_By | Review_Status | Correction_Reason | Extraction_Timestamp | SemanticID
1 | EC.1 | O.54 | Label | Native_Text
2 | EC.2 | O.86 | Value | Rule_Based_Parser
3 | EC.3 | O.101 | Value | Rule_Based_Parser
4 | EC.4 | O.296 | Value | Manual_Entry
5 | EC.5 | O.74 | Value | Rule_Based_Parser
6 | EC.6 | O.74 | Value | Rule_Based_Parser
7 | EC.7 | O.76 | Value | Rule_Based_Parser
8 | EC.8 | O.76 | Value | Rule_Based_Parser
9 | EC.9 | O.77 | Value | Rule_Based_Parser
10 | EC.10 | O.77 | Value | Rule_Based_Parser
11 | EC.11 | O.79 | Value | Rule_Based_Parser
12 | EC.12 | O.79 | Value | Rule_Based_Parser
13 | EC.13 | O.69 | Value | Rule_Based_Parser
14 | EC.14 | O.72 | Value | Rule_Based_Parser